## User Input
model_num | asset_description | quantity | health_auth | site_code | shop_code
0 | ANESTHESIA UNITS | 1 | VCH | RH | IMAG
0 | ANESTHESIA UNIT VAPORIZERS | 2 | VCH | RH | IMAG
008043 | MICROELECTRODE AMPLIFIERS | 4 | VCH | VGH | WHITE
016862 | ELECTRIC SIGNAL AMPLIFIERS | 5 | VCH | VGH | WHITE
016867 | ELECTRIC SIGNAL AMPLIFIERS | 3 | VCH | VGH | WHITE
01692000 | THERMOMETERS, ELECTRONIC, THERMISTOR/THERMOCOUPLE, PATIENT | 5 | VCH | LGH | LGH
01692000 | THERMOMETERS, ELECTRONIC, THERMISTOR/THERMOCOUPLE, PATIENT | 2 | VCH | PRGH | LGH
0220220300 | LIGHT SOURCES, ENDOSCOPE, LED | 2 | VCH | UBC | UBC
0220220300 | LIGHT SOURCES, ENDOSCOPE, LED | 1 | VCH | VGH | LGH
0220230300 | LIGHT SOURCES, ENDOSCOPE, LED | 1 | VCH | RH | RH
0220230300 | LIGHT SOURCES, ENDOSCOPE, LED | 1 | VCH | UBC | UBC
0220230300 | LIGHT SOURCES, ENDOSCOPE, LED | 1 | VCH | VGH | RED
0240031050 | MONITORS, VIDEO | 3 | VCH | UBC | UBC
0240031050 | MONITORS, VIDEO | 2 | VCH | VGH | RED
0240060100 | DIGITIZER/RECORDERS, VIDEO | 1 | VCH | SH | LGH
0240060100 | DIGITIZER/RECORDERS, VIDEO | 1 | VCH | UBC | UBC
0240060100 | DIGITIZER/RECORDERS, VIDEO | -1 | VCH | LGH | LGH
0240080230 | PRINTERS, VIDEO | 1 | VCH | UBC | UBC
0240200100 | AUTOMATION SYSTEMS, OPERATING ROOM | 1 | VCH | RH | RH
0240200100 | AUTOMATION SYSTEMS, OPERATING ROOM | 1 | VCH | UBC | UBC
0240200100 | AUTOMATION SYSTEMS, OPERATING ROOM | 1 | VCH | VGH | RED
02CHSII | STIMULATORS, ELECTRICAL, NEUROMUSCULAR, GAIT, EXTERNAL | 1 | VCH | LGH | LGH
0475100000 | ARTHROSCOPIC SHAVER SYSTEMS | 1 | VCH | LGH | LGH
05700307 | LARYNGOSCOPES, RIGID, VIDEO | 2 | VCH | LGH | LGH
05700307 | LARYNGOSCOPES, RIGID, VIDEO | 1 | VCH | RH | RH
05700313 | LARYNGOSCOPES, RIGID, VIDEO | 0 | VCH | RH | RH
05700313 | LARYNGOSCOPES, RIGID, VIDEO | -2 | VCH | VGH | BLUE
05700338 | IMAGE PROCESSORS, VIDEO, LARYNGOSCOPIC INTUBATION | 2 | VCH | LGH | LGH
05700338 | IMAGE PROCESSORS, VIDEO, LARYNGOSCOPIC INTUBATION | 2 | VCH | PRGH | LGH
05700346 | SCANNING SYSTEMS, ULTRASONIC, BLADDER SCANNER | 1 | VCH | UBC | UBC
0620040610 | INSUFFLATORS, LAPAROSCOPIC | 0 | VCH | VGH | RED
0620050000 | INSUFFLATORS, LAPAROSCOPIC | 1 | VCH | SH | LGH
099800080053 | CIRCULATORY ASSIST UNITS, CARDIAC, INTRA-AORTIC BALLOON | 3 | VCH | VGH | RED
0998000803 | SIMULATORS, CARDIAC | 1 | VCH | VGH | RED
1001 | PERCUSSORS, MANUAL, AIRWAY CLEARANCE | 1 | VCH | GPC | GREEN
10119050000 | ANESTHESIA UNITS | 1 | VCH | VGH | BLUE
101640002 | SCANNING SYSTEMS, ULTRASONIC, GENERAL-PURPOSE | 2 | VCH | GFSRC | UBC
1018S180607 | MONITORS, VIDEO | 2 | VCH | VGH | RED
1020014 | OXYGEN CONCENTRATORS | 1 | VCH | PRGH | LGH
1020014 | OXYGEN CONCENTRATORS | 2 | VCH | SGH | LGH
1020015 | OXYGEN CONCENTRATORS | 5 | VCH | SH | LGH
1020015 | OXYGEN CONCENTRATORS | 1 | VCH | VGH | GREEN
10399 | MICROELECTRODE AMPLIFIERS | 5 | VCH | VGH | WHITE
1060658 | POSITIVE AIRWAY PRESSURE UNITS, BI-LEVEL | 1 | VCH | VGH | GREEN
108000 | PUMPS, EXTRACORPOREAL PERFUSION | 3 | VCH | VGH | RED
108500 | PUMPS, EXTRACORPOREAL PERFUSION | 1 | VCH | VGH | RED
108800 | HEART-LUNG BYPASS UNITS | 1 | VCH | VGH | RED
1098159 | AIRWAY CLEARANCE UNITS, INSUFFLATION/EXSUFFLATION | 1 | VCH | RH | RH
1098159 | AIRWAY CLEARANCE UNITS, INSUFFLATION/EXSUFFLATION | 2 | VCH | VGH | GREEN
11009032000 | ANESTHESIA UNIT CASSETTS | 1 | VCH | LGH | LGH
11009032000 | ANESTHESIA UNIT CASSETTS | 0 | VCH | SH | LGH
11009032000 | ANESTHESIA UNIT CASSETTS | 2 | VCH | VGH | BLUE
11009032000 | ANESTHESIA UNIT CASSETTS | -1 | VCH | RH | RH
11009032000 | ANESTHESIA UNIT CASSETTS | -3 | VCH | VGH | BLUE
11079612000 | ANESTHESIA UNIT VAPORIZERS | 0 | VCH | RH | RH
11079612000 | ANESTHESIA UNIT VAPORIZERS | 1 | VCH | SGH | LGH
11101RP2 | LARYNGOSCOPES, FLEXIBLE | 1 | VCH | RH | RH
11272CU1 | CYSTOSCOPES, FLEXIBLE | 0 | VCH | UBC | UBC
11272CU1 | CYSTOSCOPES, FLEXIBLE | 6 | VCH | VGH | RED
11272CU1 | CYSTOSCOPES, FLEXIBLE | -25 | VCH | VGH | RED
11278VSE | URETEROSCOPES, FLEXIBLE | 1 | VCH | LGH | LGH
11759343000 | ANESTHESIA UNIT VAPORIZERS | 1 | VCH | VGH | RED
12140AE | INCUBATORS, LABORATORY, TEST TUBE | 2 | VCH | VGH | GREEN
128010 | CLAMPS, TUBING | 1 | VCH | VGH | RED
1488210105 | CAMERAS, VIDEO, ENDOSCOPE | 2 | VCH | LGH | LGH
158801000 | IMAGE PROCESSORS, VIDEO, ENDOSCOPY | 1 | VCH | SH | LGH
158801000 | IMAGE PROCESSORS, VIDEO, ENDOSCOPY | 2 | VCH | UBC | UBC
1588210105 | CAMERAS, VIDEO, ENDOSCOPE | 4 | VCH | UBC | UBC
161006 | VENTILATORS, TRANSPORT | 3 | VCH | LGH | LGH
1688010000 | IMAGE PROCESSORS, VIDEO, ENDOSCOPY | 1 | VCH | RH | RH
1688010000 | IMAGE PROCESSORS, VIDEO, ENDOSCOPY | 1 | VCH | UBC | UBC
1688010000 | IMAGE PROCESSORS, VIDEO, ENDOSCOPY | 1 | VCH | VGH | RED
1688610122 | CAMERAS, VIDEO | 2 | VCH | UBC | UBC
1688610122 | CAMERAS, VIDEO | 2 | VCH | VGH | RED
1899200 | HANDPIECES, SURGICAL | 2 | VCH | RH | RH
190201200 | STIMULATORS, ELECTRICAL, BRAIN | 1 | VCH | VGH | WHITE
19030 | ORGAN PRESERVATION SYSTEM | 1 | VCH | VGH | RED
200 | DETECTORS, FETAL HEART, ULTRASONIC | 1 | VCH | PRGH | LGH
200 | DETECTORS, FETAL HEART, ULTRASONIC | 3 | VCH | VGH | GREEN
2000105 | DATA INTERFACE UNITS, PHYSIOLOGIC MONITOR/INFORMATION SYSTEM | 0 | VCH | UBC | UBC
2003 | COMPRESSED GAS PROPORTIONERS, OXYGEN-AIR, MECHANICAL | 1 | VCH | LGH | LGH
2003 | COMPRESSED GAS PROPORTIONERS, OXYGEN-AIR, MECHANICAL | 1 | VCH | VGH | GREEN
2003 | COMPRESSED GAS PROPORTIONERS, OXYGEN-AIR, MECHANICAL | -1 | VCH | RH | RH
20131520 | LIGHT SOURCES, ENDOSCOPE | 1 | VCH | RH | RH
20131520 | LIGHT SOURCES, ENDOSCOPE | -1 | VCH | LGH | LGH
2016793003 | PHYSIOLOGIC MONITOR MODULES, MULTIPARAMETER | 2 | VCH | LGH | LGH
2016793003 | PHYSIOLOGIC MONITOR MODULES, MULTIPARAMETER | 1 | VCH | RWLM | LGH
2016793003 | PHYSIOLOGIC MONITOR MODULES, MULTIPARAMETER | 13 | VCH | UBC | UBC
2016793003 | PHYSIOLOGIC MONITOR MODULES, MULTIPARAMETER | 0 | VCH | VGH | BLUE
2016793003 | PHYSIOLOGIC MONITOR MODULES, MULTIPARAMETER | 9 | VCH | VGH | GREEN
2016793003 | PHYSIOLOGIC MONITOR MODULES, MULTIPARAMETER | 1 | VCH | VGH | RED
2016793003 | PHYSIOLOGIC MONITOR MODULES, MULTIPARAMETER | 4 | VCH | VGH | WHITE
2016793003 | PHYSIOLOGIC MONITOR MODULES, MULTIPARAMETER | -44 | VCH | VGH | GREEN
2016793003R | PHYSIOLOGIC MONITOR MODULES, MULTIPARAMETER | 1 | VCH | VGH | RED
20290132 | CAMERAS, VIDEO, ENDOSCOPE | 1 | VCH | RH | RH
2030108 | FOOTSWITCHES | 1 | VCH | VGH | RED
2030360001 | ELECTROCARDIOGRAPHS, MULTICHANNEL | 3 | VCH | LGH | LGH
2030360001 | ELECTROCARDIOGRAPHS, MULTICHANNEL | 1 | VCH | PRGH | LGH
2030360001 | ELECTROCARDIOGRAPHS, MULTICHANNEL | 1 | VCH | SGH | LGH
2030360001 | ELECTROCARDIOGRAPHS, MULTICHANNEL | -1 | VCH | VGH | WHITE
2082278001 | MONITORS, PHYSIOLOGIC, CENTRAL STATION | 1 | VCH | UBC | UBC
2082844002 | INCUBATORS, INFANT, MOBILE | 2 | VCH | PRGH | LGH
2088700004 | ELECTRIC SIGNAL AMPLIFIERS | 1 | VCH | VGH | WHITE
2090 | PROGRAMMER/TESTERS, IMPLANTABLE CARDIAC PACEMAKER | 1 | VCH | VGH | WHITE
2090 | PROGRAMMER/TESTERS, IMPLANTABLE CARDIAC PACEMAKER | -2 | VCH | LGH | LGH
2090 | PROGRAMMER/TESTERS, IMPLANTABLE CARDIAC PACEMAKER | -1 | VCH | VGH | GREEN
2091686001 | PHYSIOLOGIC MONITOR MODULES, ELECTROCARDIOGRAPHY | 3 | VCH | LGH | LGH
2091686001 | PHYSIOLOGIC MONITOR MODULES, ELECTROCARDIOGRAPHY | 1 | VCH | PRGH | LGH
2091686001 | PHYSIOLOGIC MONITOR MODULES, ELECTROCARDIOGRAPHY | 1 | VCH | SGH | LGH
2101KL | SCALES, PATIENT, FLOOR | 1 | VCH | RH | RH
2109216 | SLIT LAMPS | 1 | VCH | UBC | UBC
2120 | INFUSION PUMPS, MULTITHERAPY, AMBULATORY | 6 | VCH | LGH | LGH
2120 | INFUSION PUMPS, MULTITHERAPY, AMBULATORY | 1 | VCH | SGH | LGH
2130 | SPHYGMOMANOMETERS, ELECTRONIC, AUTOMATIC | 2 | VCH | LGH | LGH
2300 | SCANNING SYSTEMS, ULTRASONIC, GENERAL-PURPOSE | 1 | VCH | DHCC | RED
240099155 | CARTS, COMPUTER/VIDEO MONITOR | 1 | VCH | VGH | RED
2414P2001 | OPHTHALMIC TONOMETERS | 1 | VCH | RWLM | LGH
245 | WARMING UNITS, BLOOD/INTRAVENOUS SOLUTION | 8 | VCH | VGH | BLUE
2500 | OXIMETERS, PULSE | 1 | VCH | GFSRC | UBC
2500 | OXIMETERS, PULSE | 2 | VCH | UBC | UBC
2500 | OXIMETERS, PULSE | -1 | VCH | VGH | GREEN
254045 | COMPRESSED GAS PROPORTIONERS | 1 | VCH | VGH | RED
256070 | FLOWMETERS, BLOOD, ULTRASONIC | 1 | VCH | VGH | RED
27382 | PROBES, ULTRASONIC, GENERAL | 1 | VCH | VGH | BLUE
278020 | MODULES, CARDIOPLEGIA SENSOR | 1 | VCH | VGH | RED
28323 | POSITIVE AIRWAY PRESSURE UNITS, CONTINUOUS | 1 | VCH | LGH | LGH
289504 | CONTROLLERS | 1 | VCH | VGH | RED
289570 | MODULES, CONTROL/DISPLAY, HEART LUNG | 1 | VCH | VGH | RED
289580 | HEART-LUNG BYPASS UNITS | 1 | VCH | VGH | RED
289800 | HEART-LUNG BYPASS UNITS | 1 | VCH | VGH | RED
2951 | MANOMETERS, MUSCLE COMPARTMENT | 1 | VCH | UBC | UBC
29525 | CIRCULATORY ASSIST UNITS, PERIPHERAL COMPRESSION | 53 | VCH | LGH | LGH
29525 | CIRCULATORY ASSIST UNITS, PERIPHERAL COMPRESSION | 5 | VCH | PRGH | LGH
29525 | CIRCULATORY ASSIST UNITS, PERIPHERAL COMPRESSION | 31 | VCH | RH | RH
29525 | CIRCULATORY ASSIST UNITS, PERIPHERAL COMPRESSION | 3 | VCH | SH | LGH
29525 | CIRCULATORY ASSIST UNITS, PERIPHERAL COMPRESSION | 26 | VCH | UBC | UBC
29525 | CIRCULATORY ASSIST UNITS, PERIPHERAL COMPRESSION | 69 | VCH | VGH | BLUE
29525 | CIRCULATORY ASSIST UNITS, PERIPHERAL COMPRESSION | -2 | VCH | SH | LGH
29901A | PROGRAMMER/TESTERS, IMPLANTABLE CARDIAC PACEMAKER | 1 | VCH | DHCC | WHITE
29901A | PROGRAMMER/TESTERS, IMPLANTABLE CARDIAC PACEMAKER | 1 | VCH | VGH | WHITE
2V2 | STIMULATORS, ELECTRICAL, PERIPHERAL NERVE, ANALGESIC, TRANSCUTANEOUS | 1 | VCH | LGH | LGH
3021 | ASPIRATORS, AIRWAY | 1 | VCH | BCC | LGH
3025829903000 | MICROSCOPES, LIGHT, OPERATING | 2 | VCH | VGH | RED
3120 | PROGRAMMER/TESTERS, IMPLANTABLE CARDIAC PACEMAKER | 1 | VCH | UBC | UBC
3120 | PROGRAMMER/TESTERS, IMPLANTABLE CARDIAC PACEMAKER | 0 | VCH | VGH | WHITE
3150 | OXIMETERS, PULSE | 3 | VCH | VGH | GREEN
3150 | POWER SUPPLIES, REGULATED | -4 | VCH | VGH | BLUE
328B6Q | MONITORS, VIDEO | 1 | VCH | RH | RH
3500 | INFUSION PUMPS, MULTITHERAPY, SYRINGE | 2 | VCH | PRGH | LGH
3500 | INFUSION PUMPS, MULTITHERAPY, SYRINGE | -3 | VCH | VGH | BLUE
3655D | NEBULIZERS, NONHEATED | 1 | VCH | PRGH | LGH
370 | MONITORS, PHYSIOLOGIC, TEMPERATURE, BEDSIDE | 7 | VCH | RH | RH
37030 | POSITIVE AIRWAY PRESSURE UNITS, CONTINUOUS | 2 | VCH | GFSRC | UBC
37030 | POSITIVE AIRWAY PRESSURE UNITS, CONTINUOUS | 1 | VCH | SGH | LGH
37048 | POSITIVE AIRWAY PRESSURE UNITS, CONTINUOUS | 1 | VCH | UBC | UBC
401001001 | IMAGE PROCESSORS, VIDEO, LARYNGOSCOPIC INTUBATION | 1 | VCH | UBC | UBC
401001001 | IMAGE PROCESSORS, VIDEO, LARYNGOSCOPIC INTUBATION | 2 | VCH | VGH | GREEN
405001000 | MONITORS, VIDEO | 0 | VCH | VGH | BLUE
405002000 | MONITORS, VIDEO | 2 | VCH | LGH | LGH
42M0BE1 | MONITORS, PHYSIOLOGIC, VITAL SIGNS | 2 | VCH | VGH | BLUE
453561979761 | PROBES, ULTRASONIC, GENERAL | 1 | VCH | VGH | BLUE
453564009481 | NETWORK, ACCESS POINT CONTROLLER | 1 | VCH | PRGH | LGH
47237516 | PROBES, ULTRASONIC, GENERAL | 2 | VCH | VGH | RED
484000 | HEART-LUNG BYPASS UNITS | 1 | VCH | VGH | RED
48810 | LIGHTS, EXAMINATION | 1 | VCH | VGH | BLUE
5056C | NEBULIZERS, NONHEATED | 1 | VCH | PRGH | LGH
5056C | NEBULIZERS, NONHEATED | -1 | VCH | GPC | GREEN
525DSQ | OXYGEN CONCENTRATORS | 1 | VCH | PRGH | LGH
5348 | PACEMAKERS, CARDIAC, EXTERNAL, INVASIVE ELECTRODE, TRANSVENOUS | 1 | VCH | RH | RH
5348 | PACEMAKERS, CARDIAC, EXTERNAL, INVASIVE ELECTRODE, TRANSVENOUS | -4 | VCH | LGH | LGH
5384874 | PROBES, ULTRASONIC, GENERAL | 2 | VCH | VGH | RED
5400052000 | ARTHROSCOPIC SHAVER SYSTEMS | 1 | VCH | LGH | LGH
553KL | SCALES, INFANT | 1 | VCH | UBC | UBC
561CA | POSITIVE AIRWAY PRESSURE UNITS, CONTINUOUS | 1 | VCH | GFSRC | UBC
5650C | NEBULIZERS, NONHEATED | 1 | VCH | GFSRC | UBC
5650C | NEBULIZERS, NONHEATED | 1 | VCH | PRGH | LGH
5650C | NEBULIZERS, NONHEATED | 3 | VCH | VGH | GREEN
600104 | PUMPS, EXTRACORPOREAL PERFUSION | 1 | VCH | VGH | RED
600135 | EMERGENCY DRIVE UNITS, HEART LUNG | 1 | VCH | VGH | RED
600260 | CONTROLLERS | 1 | VCH | VGH | RED
600560 | CLAMPS, TUBING | 1 | VCH | VGH | RED
608005001 | ELECTROSURGICAL UNITS, MONOPOLAR/BIPOLAR | 0 | VCH | UBC | UBC
608005001 | ELECTROSURGICAL UNITS, MONOPOLAR/BIPOLAR | -1 | VCH | VGH | RED
6198SC | HUMIDIFIERS, LAPAROSCOPIC INSUFFLATION, HEATED | 1 | VCH | VGH | RED
6300 | SPIROMETERS, DIAGNOSTIC | 3 | VCH | VGH | GREEN
6300 | INFUSION PUMPS, ANALGESIC, PATIENT-CONTROLLED | -3 | VCH | SH | LGH
642B | CENTRIFUGES, TABLETOP, LOW-SPEED, NONREFRIGERATED | 1 | VCH | VCHC | RED
6600 | INSUFFLATORS, ENDOSCOPIC | 2 | VCH | PRGH | LGH
665L | MANOMETERS, CALIBRATION/INSPECTION | 1 | VCH | RH | RH
66800039 | WATER-JET SURGICAL UNITS | 1 | VCH | VGH | RED
6694800 | VENTILATORS, INTENSIVE CARE | 2 | VCH | LGH | LGH
6700313500 | ELECTROSURGICAL UNITS, MONOPOLAR/BIPOLAR | 1 | VCH | VGH | RED
6700313600 | ASPIRATOR/IRRIGATORS, SURGICAL | 1 | VCH | VGH | RED
678 | THERMOMETERS, ELECTRONIC, THERMISTOR/THERMOCOUPLE, PATIENT | 1 | VCH | LGH | LGH
692 | THERMOMETERS, ELECTRONIC, THERMISTOR/THERMOCOUPLE, PATIENT | 1 | VCH | GFSRC | UBC
692 | THERMOMETERS, ELECTRONIC, THERMISTOR/THERMOCOUPLE, PATIENT | 1 | VCH | LGH | LGH
692 | THERMOMETERS, ELECTRONIC, THERMISTOR/THERMOCOUPLE, PATIENT | 4 | VCH | PRGH | LGH
692 | THERMOMETERS, ELECTRONIC, THERMISTOR/THERMOCOUPLE, PATIENT | 5 | VCH | RH | RH
692 | THERMOMETERS, ELECTRONIC, THERMISTOR/THERMOCOUPLE, PATIENT | 1 | VCH | RWLM | LGH
692 | THERMOMETERS, ELECTRONIC, THERMISTOR/THERMOCOUPLE, PATIENT | 30 | VCH | UBC | UBC
692 | THERMOMETERS, ELECTRONIC, THERMISTOR/THERMOCOUPLE, PATIENT | 1 | VCH | VGH | BLUE
692 | THERMOMETERS, ELECTRONIC, THERMISTOR/THERMOCOUPLE, PATIENT | -1 | VCH | GPC | GREEN
692 | THERMOMETERS, ELECTRONIC, THERMISTOR/THERMOCOUPLE, PATIENT | -1 | VCH | PRGH | LGH
7110120000 | TESTER/CHARGERS, BATTERY | 1 | VCH | UBC | UBC
7110120000 | Tester/Chargers, Battery | 1 | VCH | VGH | RED
71140 | TESTER/CHARGERS, BATTERY | 1 | VCH | SGH | LGH
71WE | MONITORS, PHYSIOLOGIC, VITAL SIGNS | 2 | VCH | CL | LGH
72010 | ALARMS, OCCUPANCY, CHAIR/WHEELCHAIR | 1 | VCH | LGH | LGH
72010 | ALARMS, OCCUPANCY, CHAIR/WHEELCHAIR | 7 | VCH | MR | RH
7305PD | ASPIRATORS, AIRWAY, CRITICAL | 2 | VCH | GPC | GREEN
7305PD | ASPIRATORS, AIRWAY, CRITICAL | 1 | VCH | LGH | LGH
7305PD | ASPIRATORS, AIRWAY, CRITICAL | -1 | VCH | GFSRC | UBC
7305PD | ASPIRATORS, AIRWAY, CRITICAL | -1 | VCH | SH | LGH
7310PRD | ASPIRATORS, AIRWAY, CRITICAL | 1 | VCH | GPC | GREEN
7314PD | ASPIRATORS, AIRWAY, CRITICAL | 4 | VCH | PRGH | LGH
73MT | MONITORS, PHYSIOLOGIC, VITAL SIGNS | 1 | VCH | CL | LGH
73MT | MONITORS, PHYSIOLOGIC, VITAL SIGNS | 1 | VCH | VCHC | RED
7455 | MATTRESS SYSTEMS, ALTERNATING-PRESSURE | 2 | VCH | VGH | GREEN
74710 | OPHTHALMOSCOPE/OTOSCOPES | 1 | VCH | PRGH | LGH
74MT | MONITORS, PHYSIOLOGIC, VITAL SIGNS | 1 | VCH | VCHC | RED
750 | WARMING UNITS, PATIENT, FORCED-AIR | 1 | VCH | VGH | GREEN
75007200 | CENTRIFUGES, TABLETOP, LOW-SPEED, NONREFRIGERATED | 1 | VCH | PRGH | LGH
751P | POSITIVE AIRWAY PRESSURE UNITS, CONTINUOUS | 1 | VCH | LGH | LGH
76710 | OPHTHALMOSCOPE/OTOSCOPES | -3 | VCH | VGH | GREEN
76710 | OPHTHALMOSCOPE/OTOSCOPES | 1 | VCH | VGH | RED
76710 | OPHTHALMOSCOPE/OTOSCOPES | -2 | VCH | LGH | LGH
76710 | OPHTHALMOSCOPE/OTOSCOPES | -1 | VCH | VGH | WHITE
775 | WARMING UNITS, PATIENT, FORCED-AIR | 2 | VCH | RH | RH
775 | WARMING UNITS, PATIENT, FORCED-AIR | 1 | VCH | SH | LGH
775 | WARMING UNITS, PATIENT, FORCED-AIR | -3 | VCH | VGH | BLUE
775 | WARMING UNITS, PATIENT, FORCED-AIR | 3 | VCH | VGH | GREEN
775 | WARMING UNITS, PATIENT, FORCED-AIR | -2 | VCH | VGH | GREEN
77710 | OPHTHALMOSCOPE/OTOSCOPES | 2 | VCH | LGH | LGH
77710 | OPHTHALMOSCOPE/OTOSCOPES | 9 | VCH | UBC | UBC
7800XX | ASPIRATORS, AIRWAY, CRITICAL | 4 | VCH | GPC | GREEN
7800XX | ASPIRATORS, AIRWAY, CRITICAL | 1 | VCH | RH | RH
7800XX | ASPIRATORS, AIRWAY, CRITICAL | 1 | VCH | SGH | LGH
7800XX | ASPIRATORS, AIRWAY, CRITICAL | 2 | VCH | VGH | GREEN
7800XX | ASPIRATORS, AIRWAY, CRITICAL | 4 | VCH | VGH | RED
7800XX | ASPIRATORS, AIRWAY, CRITICAL | -2 | VCH | VCHC | RED
7800XX | ASPIRATORS, AIRWAY, CRITICAL | -1 | VCH | VGH | RED
8001 | WARMING UNITS, PATIENT, CIRCULATING-LIQUID | 1 | VCH | RH | RH
801160 | ELECTROSURGICAL UNITS, MONOPOLAR/BIPOLAR | 1 | VCH | VGH | RED
8015 | INFUSION PUMPS, MULTITHERAPY, LARGE VOLUME, MULTICHANNEL | 1 | VCH | PRGH | LGH
80300567 | CENTRIFUGES, TABLETOP, LOW-SPEED, NONREFRIGERATED, CELL WASHING | 1 | VCH | LGH | LGH
80416046 | ANALYZERS, PHYSIOLOGIC, MIDDLE EAR | 1 | VCH | PRGH | LGH
8065751763 | PHACOEMULSIFICATION UNITS, CATARACT EXTRACTION | 2 | VCH | VGH | RED
8100 | INFUSION PUMPS, MODULE, LARGE VOLUME | -2 | VCH | SH | LGH
8120 | INFUSION PUMPS, ANALGESIC, PATIENT-CONTROLLED | 93 | VCH | VGH | BLUE
8305802 | CENTRIFUGES, TABLETOP, LOW-SPEED, NONREFRIGERATED | 2 | VCH | VCHC | RED
8403ZX | IMAGE PROCESSORS, VIDEO, LARYNGOSCOPIC INTUBATION | 2 | VCH | RH | RH
860 | OPHTHALMIC PERIMETERS | 1 | VCH | VGH | WHITE
861304 | DEFIBRILLATORS, EXTERNAL, AUTOMATED | 4 | VCH | GFSRC | UBC
863074 | MONITORS, PHYSIOLOGIC, VITAL SIGNS | 2 | VCH | RH | RH
863283 | MONITORS, PHYSIOLOGIC, VITAL SIGNS | 1 | VCH | PRGH | LGH
865471 | MONITORS, PHYSIOLOGIC, MULTIPURPOSE, BEDSIDE | 2 | VCH | VGH | BLUE
866066 | MONITORS, PHYSIOLOGIC, MULTIPURPOSE, BEDSIDE | 16 | VCH | RH | RH
866074 | TRANSMITTER/RECEIVER SYSTEMS, TELEPHONE, FETAL MONITOR | 1 | VCH | PRGH | LGH
866075 | TRANSDUCERS, FETAL MONITORING | 2 | VCH | PRGH | LGH
866076 | TRANSDUCERS, FETAL MONITORING | 4 | VCH | PRGH | LGH
866077 | TRANSDUCERS, FETAL MONITORING | 1 | VCH | PRGH | LGH
866185 | MONITORS, PHYSIOLOGIC, MULTIPURPOSE, BEDSIDE | 2 | VCH | VGH | BLUE
8666RF | PROBES, ULTRASONIC, ENDOCAVITY | -1 | VCH | VGH | RED
867030 | MONITORS, PHYSIOLOGIC, MULTIPURPOSE, BEDSIDE | 2 | VCH | RH | RH
867036 | PHYSIOLOGIC MONITOR MODULES, MULTIPARAMETER | 16 | VCH | RH | RH
867041 | PHYSIOLOGIC MONITOR MODULES, EXHALED CARBON DIOXIDE | 16 | VCH | RH | RH
867043 | DATA INTERFACE UNITS | 2 | VCH | RH | RH
867191 | PHYSIOLOGIC MONITOR MODULES, PULSE OXIMETRY | 3 | VCH | RH | RH
8820E | PROBES, ULTRASONIC, GENERAL | 0 | VCH | VGH | RED
8862 | PROBES, ULTRASONIC, ENDOCAVITY | 1 | VCH | VGH | RED
8863 | PROBES, ULTRASONIC, ENDOCAVITY | 1 | VCH | VGH | RED
8884350300 | INFUSION PUMPS, ENTERAL FEEDING | 2 | VCH | RH | RH
902120018 | PRESSURE METERS, DIGITAL | 2 | VCH | VGH | REN
902271 | RECORDERS, PHYSIOLOGIC, BLOOD PRESSURE | 5 | VCH | LGH | LGH
90300037 | WARMING UNITS, BLOOD/INTRAVENOUS SOLUTION | 1 | VCH | LGH | LGH
90300039 | WARMING UNITS, BLOOD/INTRAVENOUS SOLUTION | 2 | VCH | VGH | RED
9048 | PROBES, ULTRASONIC, ENDOCAVITY | 2 | VCH | DHCC | RED
9100 | MONITORS, PHYSIOLOGIC, CENTRAL STATION | 0 | VCH | VGH | GREEN
920MPLUS | OXIMETERS, PULSE | 1 | VCH | SH | LGH
920MPLUS | OXIMETERS, PULSE | -1 | VCH | GFSRC | UBC
920MPLUS | OXIMETERS, PULSE | -3 | VCH | VGH | GREEN
951P | POSITIVE AIRWAY PRESSURE UNITS, BI-LEVEL | 1 | VCH | GFSRC | UBC
9550 | OXIMETERS, PULSE | 1 | VCH | VCHC | RED
9606A32 | CARTS, COMPUTER/VIDEO MONITOR | 4 | VCH | VGH | RED
9770130 | CATHETER/STYLET TIP LOCATORS, CENTRAL VENOUS | 1 | VCH | LGH | LGH
9770132 | CATHETER/STYLET TIP LOCATORS, CENTRAL VENOUS | 1 | VCH | RH | RH
989803191031 | DOCK/BATTERY CHARGERS | 1 | VCH | VGH | BLUE
989803192761 | PHYSIOLOGIC MONITOR MODULES, ELECTROCARDIOGRAPHY | 2 | VCH | VGH | BLUE
989803192771 | PHYSIOLOGIC MONITOR MODULES, PULSE OXIMETRY | 2 | VCH | VGH | BLUE
99425000023 | DEFIBRILLATORS, EXTERNAL, AUTOMATED | 1 | VCH | VCHC | RED
99425000023 | DEFIBRILLATORS, EXTERNAL, AUTOMATED | -1 | VCH | LGH | LGH
99425000023 | DEFIBRILLATORS, EXTERNAL, AUTOMATED | -1 | VCH | SH | LGH
A2101 | SUPPORTS | 1 | VCH | UBC | UBC
A70941A | ARTHROSCOPES | 1 | VCH | VGH | WHITE
ABC30011MED | POWER SYSTEMS, ELECTRICAL, ISOLATED | 7 | VCH | VGH | WHITE
ABL90FLEXPLUS | ANALYZERS, LABORATORY, BLOOD GAS | 4 | VCH | VGH | RED
ABP320 | RECORDERS, PHYSIOLOGIC, BLOOD PRESSURE | 2 | VCH | UBC | UBC
AEDPLUS | DEFIBRILLATORS, EXTERNAL, AUTOMATED | 1 | VCH | VGH | GREEN
AES1 | RADIOFREQUENCY THERAPY SYSTEMS, TISSUE ABLATION | 2 | VCH | VGH | RED
AFL3W07AN2930CR | DATA INTERFACE UNITS | 2 | VCH | LGH | LGH
AFL3W07AN2930CR | DATA INTERFACE UNITS | 1 | VCH | PHC | LGH
AII2000M | MONITORS, PHYSIOLOGIC, RESPIRATION, RESPIRATORY GAS, INSPIRED OXYGEN, BEDSIDE/INTRAOPERATIVE | 3 | VCH | VGH | GREEN
ALL2000 | MONITOR/CONTROLLERS, OXYGEN | 0 | VCH | VGH | GREEN
APEXPROCH | MONITORS, PHYSIOLOGIC, MULTIPURPOSE, TELEMETRIC | 2 | VCH | VGH | GREEN
APEXPROCH | MONITORS, PHYSIOLOGIC, MULTIPURPOSE, TELEMETRIC | 5 | VCH | VGH | WHITE
APEXPROCH | MONITORS, PHYSIOLOGIC, MULTIPURPOSE, TELEMETRIC | -1 | VCH | LGH | LGH
AQUARIUSCT | URODYNAMIC MEASUREMENT SYSTEMS | 1 | VCH | UBC | UBC
AR8305 | ARTHROSCOPIC SHAVER SYSTEMS | 0 | VCH | LGH | LGH
AR9800 | RADIOFREQUENCY THERAPY SYSTEMS, TISSUE ABLATION | 0 | VCH | LGH | LGH
ASU2115 | RADIOFREQUENCY THERAPY SYSTEMS, TISSUE ABLATION, CARDIAC | 0 | VCH | VGH | RED
AT2PLUS | ELECTROCARDIOGRAPHS, MULTICHANNEL | 1 | VCH | VCHC | RED
B450 | MONITORS, PHYSIOLOGIC, MULTIPURPOSE, BEDSIDE | 4 | VCH | UBC | UBC
B450 | MONITORS, PHYSIOLOGIC, MULTIPURPOSE, BEDSIDE | 5 | VCH | VGH | GREEN
B450 | MONITORS, PHYSIOLOGIC, MULTIPURPOSE, BEDSIDE | 1 | VCH | VGH | RED
B650 | MONITORS, PHYSIOLOGIC, MULTIPURPOSE, BEDSIDE | 1 | VCH | LGH | LGH
B650 | MONITORS, PHYSIOLOGIC, MULTIPURPOSE, BEDSIDE | 2 | VCH | RWLM | LGH
B650 | MONITORS, PHYSIOLOGIC, MULTIPURPOSE, BEDSIDE | 9 | VCH | UBC | UBC
B850 | MONITORS, PHYSIOLOGIC, MULTIPURPOSE, BEDSIDE | 1 | VCH | SH | LGH
B850 | MONITORS, PHYSIOLOGIC, MULTIPURPOSE, BEDSIDE | 1 | VCH | VGH | BLUE
BACKUPSPRO1300 | POWER SYSTEMS, ELECTRICAL, UNINTERRUPTIBLE | 1 | VCH | VGH | RED
BCMHP | PROBES, ULTRASONIC, GENERAL | 1 | VCH | VGH | RED
BD350 | SPHYGMOMANOMETERS, ELECTRONIC, AUTOMATIC | 1 | VCH | VGH | RED
BEAMERESUCE200 | GAS DELIVERY UNITS, ARGON-ENHANCED COAGULATION | 1 | VCH | SH | LGH
BEAMERPLUS | GAS DELIVERY UNITS, ARGON-ENHANCED COAGULATION | 1 | VCH | SH | LGH
BFH190 | BRONCHOSCOPES, FLEXIBLE, VIDEO | 1 | VCH | RH | RH
BFMP190F | BRONCHOSCOPES, FLEXIBLE, VIDEO | 1 | VCH | VGH | GREEN
BFP190 | BRONCHOSCOPES, FLEXIBLE, VIDEO | 1 | VCH | VGH | GREEN
BFQ190 | BRONCHOSCOPES, FLEXIBLE | 1 | VCH | VGH | GREEN
BFUC180F | BRONCHOSCOPES, FLEXIBLE, ULTRASOUND | 1 | VCH | VGH | GREEN
BIOCON700 | SCANNING SYSTEMS, ULTRASONIC, BLADDER SCANNER | 3 | VCH | LGH | LGH
BIOCON700 | SCANNING SYSTEMS, ULTRASONIC, BLADDER SCANNER | 4 | VCH | RH | RH
BIOCON700 | SCANNING SYSTEMS, ULTRASONIC, BLADDER SCANNER | 1 | VCH | VGH | BLUE
BIOCON700 | SCANNING SYSTEMS, ULTRASONIC, BLADDER SCANNER | 1 | VCH | VGH | GREEN
BIOCON700 | SCANNING SYSTEMS, ULTRASONIC, BLADDER SCANNER | 2 | VCH | VGH | RED
BIOCON700 | SCANNING SYSTEMS, ULTRASONIC, BLADDER SCANNER | 1 | VCH | VGH | WHITE
BNT1500AP | POWER SYSTEMS, ELECTRICAL, UNINTERRUPTIBLE | 0 | VCH | VGH | WHITE
BP760CAN | SPHYGMOMANOMETERS, ELECTRONIC, AUTOMATIC | 1 | VCH | WVC | LGH
BR700G | POWER SYSTEMS, ELECTRICAL, UNINTERRUPTIBLE | 2 | VCH | SGH | LGH
BWLP901 | LITHOTRIPTERS, INTRACORPOREAL, IMPACT, ULTRASONIC | 1 | VCH | VGH | RED
C52 | PROBES, ULTRASONIC, GENERAL | 1 | VCH | SH | LGH
C521M | EXERCISERS, AEROBIC, STATIONARY BICYCLE | 1 | VCH | VGH | BLUE
CA1000 | WORKSTATIONS, CARDIAC CATHETERIZATION LABORATORY | 8 | VCH | VGH | WHITE
CA3000 | AIRWAY CLEARANCE UNITS, INSUFFLATION/EXSUFFLATION | 1 | VCH | LGH | LGH
CAM14 | PHYSIOLOGIC MONITOR MODULES, ELECTROCARDIOGRAPHY | 3 | VCH | PRGH | LGH
CAM14 | PHYSIOLOGIC MONITOR MODULES, ELECTROCARDIOGRAPHY | -1 | VCH | LGH | LGH
CAPNOFLEXLF | PHYSIOLOGIC MONITOR MODULES, EXHALED CARBON DIOXIDE | 1 | VCH | WHCC | LGH
CARDIOLAB | MONITORING SYSTEMS, PHYSIOLOGIC, CARDIAC ELECTROPHYSIOLOGY | 1 | VCH | VGH | WHITE
CC5 | SAWS, CAST, ELECTRIC | 1 | VCH | WHCC | LGH
CFHQ190L | COLONOSCOPES, VIDEO | 4 | VCH | RH | RH
CFHQ190L | COLONOSCOPES, VIDEO | 1 | VCH | UBC | UBC
CFHQ190L | COLONOSCOPES, VIDEO | 7 | VCH | VGH | GREEN
CFHQ190L | COLONOSCOPES, VIDEO | 1 | VCH | VGH | RED
CLINITEKSTATUS | ANALYZERS, LABORATORY, URINE, SEMIAUTOMATED | 1 | VCH | UBC | UBC
CLINITEKSTATUS | ANALYZERS, LABORATORY, URINE, SEMIAUTOMATED | -1 | VCH | PRGH | LGH
CLV190 | LIGHT SOURCES, ENDOSCOPE | 1 | VCH | VGH | RED
CM1100 | MONITORS, PHYSIOLOGIC, MULTIPURPOSE, TELEMETRIC | 10 | VCH | VGH | WHITE
CM3000 | MONITORS, PHYSIOLOGIC, ELECTROENCEPHALOGRAPHY, TELEMETRIC | 1 | VCH | VGH | WHITE
CM735A | MIXERS, BLOOD BANK, DONOR BLOOD | 2 | VCH | VGH | BLUE
CV190 | IMAGE PROCESSORS, VIDEO, ENDOSCOPY | 1 | VCH | VGH | RED
CV4000 | ASPIRATOR/IRRIGATORS | 2 | VCH | VGH | RED
CYFV2 | CYSTOSCOPES, FLEXIBLE, VIDEO | 2 | VCH | PRGH | LGH
CYFV2 | CYSTOSCOPES, FLEXIBLE, VIDEO | -5 | VCH | LGH | LGH
CYFV2 | CYSTOSCOPES, FLEXIBLE, VIDEO | -2 | VCH | VGH | RED
CYFVH | CYSTOSCOPES, FLEXIBLE, VIDEO | 10 | VCH | LGH | LGH
CYFVH | CYSTOSCOPES, FLEXIBLE, VIDEO | 4 | VCH | UBC | UBC
CYFVH | CYSTOSCOPES, FLEXIBLE, VIDEO | 1 | VCH | VGH | GREEN
CYFVH | CYSTOSCOPES, FLEXIBLE, VIDEO | 3 | VCH | VGH | RED
D19KT | MONITORS, VIDEO | 0 | VCH | VGH | BLUE
D19KT | MONITORS, VIDEO | 2 | VCH | VGH | GREEN
D4000A | ARTHROSCOPIC SHAVER SYSTEMS | 2 | VCH | VGH | RED
D900 | DETECTORS, BLOOD FLOW, ULTRASONIC | 1 | VCH | SGH | LGH
D920 | DETECTORS, FETAL HEART, ULTRASONIC | 1 | VCH | VCHC | RED
DA100PB | DETECTORS, BLOOD FLOW, ULTRASONIC | 1 | VCH | SH | LGH
DA100PB | DETECTORS, BLOOD FLOW, ULTRASONIC | 1 | VCH | WVC | LGH
DMS | INFORMATION SYSTEMS, DATA MANAGEMENT, CARDIOLOGY, HEMODYNAMIC | 0 | VCH | VGH | WHITE
DPM350 | DETECTORS, BLOOD FLOW, ULTRASONIC | 3 | VCH | VGH | RED
DSUDM2 | OPHTHALMOSCOPE/OTOSCOPES | 1 | VCH | SH | LGH
E273Q | MONITORS, VIDEO | 6 | VCH | VGH | WHITE
ECG | PHYSIOLOGIC MONITOR MODULES, ELECTROCARDIOGRAPHY | 1 | VCH | VGH | BLUE
EGA500 | ASPIRATOR/IRRIGATORS, ENDOSCOPY | 1 | VCH | RH | RH
EGA500 | ASPIRATOR/IRRIGATORS, ENDOSCOPY | 0 | VCH | UBC | UBC
EL2000MED | TABLES, EXAMINATION/TREATMENT, ADJUSTABLE, PHYSICAL THERAPY | 2 | VCH | VGH | BLUE
EMINIC00 | PHYSIOLOGIC MONITOR MODULES, EXHALED CARBON DIOXIDE | 3 | VCH | SH | LGH
ENFGP | NASOPHARYNGOSCOPES | 1 | VCH | RH | RH
ENFVH | NASOPHARYNGOSCOPES, FLEXIBLE, VIDEO | 1 | VCH | UBC | UBC
ENMT01 | PHYSIOLOGIC MONITOR MODULES, NEUROMUSCULAR BLOCK | 2 | VCH | LGH | LGH
ENMT01 | PHYSIOLOGIC MONITOR MODULES, NEUROMUSCULAR BLOCK | 1 | VCH | VGH | BLUE
EPUMP | INFUSION PUMPS, ENTERAL FEEDING | 1 | VCH | BCGH | LGH
EPUMP | INFUSION PUMPS, ENTERAL FEEDING | 0 | VCH | LGH | LGH
EPUMP | INFUSION PUMPS, ENTERAL FEEDING | 1 | VCH | PRGH | LGH
EPUMP | INFUSION PUMPS, ENTERAL FEEDING | 2 | VCH | RH | RH
EPUMP | INFUSION PUMPS, ENTERAL FEEDING | 2 | VCH | SGH | LGH
EPUMP | INFUSION PUMPS, ENTERAL FEEDING | 2 | VCH | UBC | UBC
EPUMP | INFUSION PUMPS, ENTERAL FEEDING | 1 | VCH | VCHC | RED
EPUMP | INFUSION PUMPS, ENTERAL FEEDING | 18 | VCH | VGH | BLUE
EPUMP | INFUSION PUMPS, ENTERAL FEEDING | -7 | VCH | GPC | GREEN
EPUMP | INFUSION PUMPS, ENTERAL FEEDING | -1 | VCH | PRGH | LGH
EPUMP | INFUSION PUMPS, ENTERAL FEEDING | -2 | VCH | UBC | UBC
ER910AF | ELECTROCARDIOGRAPHS, AMBULATORY, EVENT | 1 | VCH | PRGH | LGH
ERBOKRYOCA | CRYOSURGICAL UNITS, GENERAL-PURPOSE | 1 | VCH | VGH | GREEN
ESA612 | TESTERS, ELECTRICAL SAFETY | 1 | VCH | VGH | WHITE
ESCAIOE00 | PHYSIOLOGIC MONITOR MODULES, ANESTHETIC GAS | 1 | VCH | VGH | BLUE
ESCO00 | PHYSIOLOGIC MONITOR MODULES, EXHALED CARBON DIOXIDE | 1 | VCH | RWLM | LGH
ESCO00 | PHYSIOLOGIC MONITOR MODULES, EXHALED CARBON DIOXIDE | 5 | VCH | UBC | UBC
ESCO00 | PHYSIOLOGIC MONITOR MODULES, EXHALED CARBON DIOXIDE | -1 | VCH | VGH | BLUE
EUME2 | SCANNING SYSTEMS, ULTRASONIC, ENDOSCOPIC | 1 | VCH | VGH | GREEN
EUPO54J | PROBES, ULTRASONIC, GENERAL | 1 | VCH | VGH | RED
EV1000DB | DATA INTERFACE UNITS | 1 | VCH | LGH | LGH
EVPMP | MONITORS, PHYSIOLOGIC, BLOOD PRESSURE, BEDSIDE | 1 | VCH | LGH | LGH
EVPMP | MONITORS, PHYSIOLOGIC, BLOOD PRESSURE, BEDSIDE | 1 | VCH | VGH | BLUE
EZIV | INTRAVENOUS POLES | 1 | VCH | VGH | BLUE
F00822891 | LARYNGOSCOPE HANDLES | 2 | VCH | UBC | UBC
F00822891 | LARYNGOSCOPE HANDLES | 3 | VCH | VGH | BLUE
F00822891 | LARYNGOSCOPE HANDLES | 2 | VCH | VGH | WHITE
F2A68A | PRINTERS, COMPUTER/NETWORK | 1 | VCH | UBC | UBC
FD1 | DETECTORS, FETAL HEART, ULTRASONIC | 3 | VCH | LGH | LGH
FD1 | DETECTORS, FETAL HEART, ULTRASONIC | 1 | VCH | PRGH | LGH
FD1 | DETECTORS, FETAL HEART, ULTRASONIC | 8 | VCH | RH | RH
FEIBROSCAN430MINI | SCANNING SYSTEMS, ULTRASONIC, ABDOMINAL, LIVER STIFFNESS | 1 | VCH | RH | RH
FERTICARE20 | VIBRATORS | 1 | VCH | VGH | BLUE
FI8000 | ANALYZERS, ENVIRONMENTAL/GAS SYSTEM | 1 | VCH | UBC | UBC
G1500213 | MONITORS, VIDEO | 1 | VCH | VGH | BLUE
G560 | MIXERS, CLINICAL LABORATORY | 2 | VCH | VGH | GREEN
GEM1020M | DETECTORS, BLOOD FLOW, ULTRASONIC | 3 | VCH | VGH | RED
GEN11 | ULTRASOUND SURGICAL UNITS | 1 | VCH | LGH | LGH
GIF1TH190 | GASTROSCOPES, FLEXIBLE, VIDEO | 1 | VCH | VGH | GREEN
GIF1TH190 | GASTROSCOPES, FLEXIBLE, VIDEO | 1 | VCH | VGH | RED
GIF2TH180 | GASTROSCOPES, FLEXIBLE, VIDEO | 1 | VCH | VGH | GREEN
GIFHQ190 | GASTROSCOPES, FLEXIBLE, VIDEO | 4 | VCH | UBC | UBC
GIFHQ190 | GASTROSCOPES, FLEXIBLE, VIDEO | 3 | VCH | VGH | GREEN
GIFXP190N | GASTROSCOPES, FLEXIBLE, VIDEO | 1 | VCH | VGH | GREEN
GM000180H45571CC | SCANNING SYSTEMS, ULTRASONIC, POINT OF CARE | 1 | VCH | VGH | GREEN
GOLDMAN | OPHTHALMIC PERIMETERS | 1 | VCH | VGH | WHITE
GSEXAMLIGHTIV | LIGHTS, EXAMINATION | 3 | VCH | VGH | RED
GV350 | STIMULATORS, ELECTRICAL, NEUROMUSCULAR | 1 | VCH | GFSRC | UBC
HEB1000 | LIFTS, PATIENT TRANSFER | 1 | VCH | UBC | UBC
HEM1 | MONITORS, PHYSIOLOGIC, CARDIAC OUTPUT, BEDSIDE | 2 | VCH | VGH | GREEN
HEMOXSC100 | PHYSIOLOGIC MONITOR MODULES, OPTICAL, CARDIAC OUTPUT | 1 | VCH | VGH | BLUE
HL90 | WARMING UNITS, BLOOD/INTRAVENOUS SOLUTION | 1 | VCH | BCGH | LGH
HL90 | WARMING UNITS, BLOOD/INTRAVENOUS SOLUTION | 1 | VCH | PHC | LGH
HL90 | WARMING UNITS, BLOOD/INTRAVENOUS SOLUTION | 1 | VCH | RWLM | LGH
HL90 | WARMING UNITS, BLOOD/INTRAVENOUS SOLUTION | 1 | VCH | SGH | LGH
HL90 | WARMING UNITS, BLOOD/INTRAVENOUS SOLUTION | 1 | VCH | WHCC | LGH
HL90 | WARMING UNITS, BLOOD/INTRAVENOUS SOLUTION | -4 | VCH | VGH | BLUE
HPBLUE | HANDPIECES, SURGICAL | 0 | VCH | VGH | RED
HV260 | MASSAGE MACHINES, PHYSICAL THERAPY | 1 | VCH | VGH | BLUE
ICONAANHT | POSITIVE AIRWAY PRESSURE UNITS, CONTINUOUS | 1 | VCH | GFSRC | UBC
IMS | INFORMATION SYSTEMS, DATA MANAGEMENT, CARDIOLOGY, HEMODYNAMIC | 0 | VCH | VGH | WHITE
INNOVO | MONITORS, PHYSIOLOGIC, MULTIPURPOSE, TELEMETRIC | 4 | VCH | VGH | WHITE
INW | INFORMATION SYSTEMS, DATA MANAGEMENT, CARDIOLOGY, HEMODYNAMIC | 0 | VCH | VGH | WHITE
IQVIEWIQLITE | WORKSTATIONS, PICTURE ARCHIVING AND COMMUNICATION SYSTEM | 2 | VCH | VGH | RED
IRC10LXO2 | OXYGEN CONCENTRATORS | 1 | VCH | VGH | GREEN
IRC5PO2 | OXYGEN CONCENTRATORS | 0 | VCH | PRGH | LGH
IRC5PO2 | OXYGEN CONCENTRATORS | 1 | VCH | SH | LGH
JM105 | BILIRUBINOMETERS, CUTANEOUS | 1 | VCH | LGH | LGH
JM105 | BILIRUBINOMETERS, CUTANEOUS | 1 | VCH | SGH | LGH
KANGAROOJOEY | INFUSION PUMPS, ENTERAL FEEDING | 12 | VCH | GPC | GREEN
L250 | DETECTORS, BLOOD FLOW, ULTRASONIC | 1 | VCH | VGH | GREEN
L412TRS | PROBES, ULTRASONIC, GENERAL | 1 | VCH | LGH | LGH
LC101U9 | ELECTROENCEPHALOGRAPHS | 1 | VCH | RH | RH
LC101U9 | ELECTROENCEPHALOGRAPHS | 18 | VCH | VGH | WHITE
LC103U9 | WORKSTATIONS, ELECTROENCEPHALOGRAPHY | 1 | VCH | RH | RH
LIFEPAK15 | DEFIBRILLATOR/PACEMAKERS, EXTERNAL | 3 | VCH | BCGH | LGH
LIFEPAK15 | DEFIBRILLATOR/PACEMAKERS, EXTERNAL | -1 | VCH | RWLM | LGH
LOGIQE | SCANNING SYSTEMS, ULTRASONIC, POINT OF CARE | 1 | VCH | SH | LGH
M00440000 | RADIOFREQUENCY THERAPY SYSTEMS, TISSUE ABLATION, CARDIAC | 1 | VCH | VGH | WHITE
M004EPT40100 | RADIOFREQUENCY THERAPY SYSTEMS, TISSUE ABLATION | 1 | VCH | VGH | WHITE
M004RH10200 | MONITORING SYSTEMS, PHYSIOLOGIC, CARDIAC ELECTROPHYSIOLOGY | 1 | VCH | VGH | WHITE
M004RH40100 | WORKSTATIONS, CARDIAC CATHETERIZATION LABORATORY | 1 | VCH | VGH | WHITE
M1060080 | OXYGEN CONCENTRATORS | 2 | VCH | SH | LGH
M10605 | OXYGEN CONCENTRATORS | 5 | VCH | PRGH | LGH
M1091990 | PHOTOTHERAPY UNITS, VISIBLE LIGHT, HYPERBILIRUBINEMIA | 1 | VCH | RH | RH
M1110874 | WARMING UNITS, PATIENT, RADIANT, INFANT | 1 | VCH | LGH | LGH
M1116C | RECORDERS, GRAPHIC | 16 | VCH | RH | RH
M1236303 | PHOTOTHERAPY UNITS, VISIBLE LIGHT, HYPERBILIRUBINEMIA | 1 | VCH | PRGH | LGH
M2703A | MONITORS, BEDSIDE, FETAL | 1 | VCH | PRGH | LGH
M2703A | MONITORS, BEDSIDE, FETAL | 2 | VCH | RH | RH
M2720A | TRANSMITTER/RECEIVER SYSTEMS, TELEPHONE, FETAL MONITOR | 1 | VCH | LGH | LGH
M2720A | TRANSMITTER/RECEIVER SYSTEMS, TELEPHONE, FETAL MONITOR | 2 | VCH | RH | RH
M2725A | TRANSDUCERS, FETAL MONITORING | 2 | VCH | RH | RH
M2726A | TRANSDUCERS, FETAL MONITORING | 2 | VCH | RH | RH
M2727A | PHYSIOLOGIC MONITOR MODULES, ELECTROCARDIOGRAPHY | 2 | VCH | RH | RH
M2734B | TRANSDUCERS, FETAL MONITORING | 1 | VCH | PRGH | LGH
M2735A | TRANSDUCERS, FETAL MONITORING | 3 | VCH | PRGH | LGH
M2736A | TRANSDUCERS, FETAL MONITORING | 5 | VCH | PRGH | LGH
M4900102 | RADIOFREQUENCY THERAPY SYSTEMS, TISSUE ABLATION | 1 | VCH | VGH | WHITE
M605 | OXYGEN CONCENTRATORS | 1 | VCH | GFSRC | UBC
M8004A | MONITORS, PHYSIOLOGIC, MULTIPURPOSE, BEDSIDE | 3 | VCH | PRGH | LGH
M8004A | MONITORS, PHYSIOLOGIC, MULTIPURPOSE, BEDSIDE | -12 | VCH | RH | RH
M8004A | MONITORS, PHYSIOLOGIC, MULTIPURPOSE, BEDSIDE | -1 | VCH | VGH | GREEN
MAC1200 | ELECTROCARDIOGRAPHS, MULTICHANNEL | 4 | VCH | VGH | WHITE
MACLABPREPOST | WORKSTATIONS, CARDIAC CATHETERIZATION LABORATORY | 5 | VCH | VGH | WHITE
MAXIMOVE | LIFTS, PATIENT TRANSFER | 2 | VCH | VGH | BLUE
MD2 | DETECTORS, BLOOD FLOW, ULTRASONIC | 2 | VCH | RH | RH
MD2 | DETECTORS, BLOOD FLOW, ULTRASONIC | 0 | VCH | VGH | RED
MD2 | DETECTORS, BLOOD FLOW, ULTRASONIC | -1 | VCH | VGH | BLUE
MD22 | MONITORS, VIDEO | 1 | VCH | UBC | UBC
MD300C63 | OXIMETERS, PULSE | 23 | VCH | VCHC | RED
MEDICAPUSB300 | DIGITIZER/RECORDERS, VIDEO | 1 | VCH | VGH | RED
MINICENTRIFUGE | CENTRIFUGES | 1 | VCH | VGH | WHITE
MPLUS | PROBES, ULTRASONIC, GENERAL | 1 | VCH | RH | RH
MR810 | HUMIDIFIERS, ARTIFICIAL AIRWAY, HEATED | 0 | VCH | VGH | BLUE
MR850 | HUMIDIFIERS, ARTIFICIAL AIRWAY, HEATED | 1 | VCH | LGH | LGH
MR850 | HUMIDIFIERS, ARTIFICIAL AIRWAY, HEATED | 2 | VCH | VGH | GREEN
MR850JHU | HUMIDIFIERS, ARTIFICIAL AIRWAY, HEATED | 2 | VCH | LGH | LGH
MRO1 | WATER PURIFICATION SYSTEMS, REVERSE OSMOSIS, HEMODIALYSIS, MOBILE/PORTABLE | 4 | VCH | VGH | REN
MTLS | STRETCHERS | 1 | VCH | VGH | RED
MU2584006 | PHOTOTHERAPY UNITS, VISIBLE LIGHT, HYPERBILIRUBINEMIA | 4 | VCH | RH | RH
MU26079 | RADIOMETERS, PHOTOTHERAPY | 2 | VCH | RH | RH
MW3000 | LASERS, DIODE, PHOTODYNAMIC THERAPY | -1 | VCH | VGH | RED
MX402B4 | MONITORS, PHYSIOLOGIC, MULTIPURPOSE, TELEMETRIC | 1 | VCH | RH | RH
MYOSURE | RADIOFREQUENCY THERAPY SYSTEMS, TISSUE ABLATION, ENDOMETRIAL | 1 | VCH | LGH | LGH
MYOSURE | RADIOFREQUENCY THERAPY SYSTEMS, TISSUE ABLATION, ENDOMETRIAL | 1 | VCH | SH | LGH
McGrathMAC | LARYNGOSCOPES, RIGID, VIDEO | 1 | VCH | RH | RH
McGrathMAC | LARYNGOSCOPES, RIGID, VIDEO | 2 | VCH | VGH | BLUE
N344 | OPHTHALMOSCOPE/OTOSCOPES | 1 | VCH | UBC | UBC
N65P | OXIMETERS, PULSE | 1 | VCH | VGH | BLUE
NMS450 | STIMULATORS, ELECTRICAL, PERIPHERAL NERVE, ANALGESIC, TRANSCUTANEOUS | 1 | VCH | SH | LGH
NT300 | TESTER/CHARGERS, BATTERY | 1 | VCH | LGH | LGH
OFP2 | ASPIRATOR/IRRIGATORS, ENDOSCOPY | 1 | VCH | VGH | RED
OM2 | PHYSIOLOGIC MONITOR MODULES, OPTICAL, CARDIAC OUTPUT | 2 | VCH | VGH | BLUE
OPMILUMERA700 | MICROSCOPES, LIGHT, OPERATING, OPHTHALMOLOGY | 1 | VCH | SH | LGH
OXYCHECK | OXIMETERS, PULSE | 1 | VCH | DHCC | WHITE
P06519 | PROBES, ULTRASONIC, POINT OF CARE | 0 | VCH | VGH | GREEN
P0769121 | PROBES, ULTRASONIC, POINT OF CARE | 0 | VCH | VGH | GREEN
P0769121 | PROBES, ULTRASONIC, POINT OF CARE | -2 | VCH | VGH | RED
P0769171 | PROBES, ULTRASONIC, POINT OF CARE | 1 | VCH | RH | RH
P0769171 | PROBES, ULTRASONIC, POINT OF CARE | 1 | VCH | VGH | BLUE
P0769370 | PROBES, ULTRASONIC, POINT OF CARE | 0 | VCH | UBC | UBC
P0769370 | PROBES, ULTRASONIC, POINT OF CARE | 1 | VCH | VGH | BLUE
P0769370 | PROBES, ULTRASONIC, POINT OF CARE | -1 | VCH | VGH | BLUE
P1209211 | PROBES, ULTRASONIC, POINT OF CARE | -2 | VCH | VGH | BLUE
P1209211 | PROBES, ULTRASONIC, POINT OF CARE | -1 | VCH | VGH | GREEN
P1456120 | PROBES, ULTRASONIC, POINT OF CARE | 0 | VCH | LGH | LGH
P1456120 | PROBES, ULTRASONIC, POINT OF CARE | 1 | VCH | SGH | LGH
P1456120 | PROBES, ULTRASONIC, POINT OF CARE | 2 | VCH | VGH | GREEN
P1456120 | PROBES, ULTRASONIC, POINT OF CARE | -1 | VCH | VGH | GREEN
P1456320 | PROBES, ULTRASONIC, POINT OF CARE | 1 | VCH | VGH | GREEN
P1603820 | PROBES, ULTRASONIC, POINT OF CARE | 1 | VCH | SGH | LGH
P1922077 | SCANNING SYSTEMS, ULTRASONIC, POINT OF CARE | 1 | VCH | SGH | LGH
P2031110 | PROBES, ULTRASONIC, POINT OF CARE | 1 | VCH | LGH | LGH
P2031110 | PROBES, ULTRASONIC, POINT OF CARE | 1 | VCH | VGH | WHITE
P2088314 | SCANNING SYSTEMS, ULTRASONIC, POINT OF CARE | 1 | VCH | LGH | LGH
P2088314 | SCANNING SYSTEMS, ULTRASONIC, POINT OF CARE | 1 | VCH | PRGH | LGH
P2088314 | SCANNING SYSTEMS, ULTRASONIC, POINT OF CARE | 1 | VCH | RH | RH
P2088314 | SCANNING SYSTEMS, ULTRASONIC, POINT OF CARE | 1 | VCH | VGH | WHITE
P2101510 | PROBES, ULTRASONIC, POINT OF CARE | 1 | VCH | VGH | BLUE
P2101510 | PROBES, ULTRASONIC, POINT OF CARE | 1 | VCH | VGH | WHITE
P2107010 | PROBES, ULTRASONIC, POINT OF CARE | 1 | VCH | PRGH | LGH
P2107020 | PROBES, ULTRASONIC, POINT OF CARE | 1 | VCH | VGH | BLUE
P2255710 | PROBES, ULTRASONIC, POINT OF CARE | 1 | VCH | SGH | LGH
P2455001 | SCANNING SYSTEMS, ULTRASONIC, POINT OF CARE | 1 | VCH | VGH | BLUE
PA246Q | MONITORS, VIDEO | 1 | VCH | VGH | WHITE
PB105 | BATHS, PARAFFIN, PHYSICAL THERAPY | 1 | VCH | GFSRC | UBC
PCFH190DL | COLONOSCOPES, VIDEO | 1 | VCH | RH | RH
PCFH190DL | COLONOSCOPES, VIDEO | 1 | VCH | UBC | UBC
PCFH190DL | COLONOSCOPES, VIDEO | 5 | VCH | VGH | GREEN
PCFPH190L | COLONOSCOPES, VIDEO | 1 | VCH | UBC | UBC
PD4420 | BATTERIES, CRITICAL DEVICE, 6 MONTHS PM | 2 | VCH | VGH | BLUE
PD4420 | BATTERIES, CRITICAL DEVICE, 6 MONTHS PM | 2 | VCH | VGH | WHITE
PD4420 | BATTERIES, CRITICAL DEVICE, 6 MONTHS PM | -1 | VCH | VGH | RED
PERFUSORSPACE | INFUSION PUMPS, MULTITHERAPY, SYRINGE | 6 | VCH | VGH | BLUE
PM10N | OXIMETERS, PULSE | 2 | VCH | PRGH | LGH
PM10N | OXIMETERS, PULSE | -1 | VCH | SH | LGH
PM35MN | MONITORS, PHYSIOLOGIC, RESPIRATION, RESPIRATORY GAS, EXHALED CARBON DIOXIDE, BEDSIDE/INTRAOPERATIVE | 5 | VCH | VGH | GREEN
PRO2ELITE1 | MONITORS, PHYSIOLOGIC, RESPIRATION, RESPIRATORY GAS, INSPIRED OXYGEN, BEDSIDE/INTRAOPERATIVE | 0 | VCH | UBC | UBC
PROBE | PROBES, ULTRASONIC, GENERAL | 4 | VCH | RH | RH
PROBE | PROBES, ULTRASONIC, GENERAL | 1 | VCH | VGH | WHITE
PROCARE300 | MONITORS, PHYSIOLOGIC, VITAL SIGNS | 0 | VCH | VGH | GREEN
PROCARE300 | MONITORS, PHYSIOLOGIC, VITAL SIGNS | -3 | VCH | VGH | RED
PROXL27 | EXERCISERS, AEROBIC, TREADMILL | 1 | VCH | UBC | UBC
PSITECIII | ASPIRATORS, SURGICAL, LIPOSUCTION | 1 | VCH | VGH | RED
PT101US | HUMIDIFIERS, ARTIFICIAL AIRWAY, HEATED | 2 | VCH | DHCC | GREEN
PT101US | HUMIDIFIERS, ARTIFICIAL AIRWAY, HEATED | -3 | VCH | GPC | GREEN
PT101US | HUMIDIFIERS, ARTIFICIAL AIRWAY, HEATED | 1 | VCH | PRGH | LGH
PT101US | HUMIDIFIERS, ARTIFICIAL AIRWAY, HEATED | 1 | VCH | RH | RH
PT101US | HUMIDIFIERS, ARTIFICIAL AIRWAY, HEATED | 1 | VCH | RWLM | LGH
PT101US | HUMIDIFIERS, ARTIFICIAL AIRWAY, HEATED | 0 | VCH | SH | LGH
PT101US | HUMIDIFIERS, ARTIFICIAL AIRWAY, HEATED | 6 | VCH | VGH | BLUE
PT101US | HUMIDIFIERS, ARTIFICIAL AIRWAY, HEATED | -1 | VCH | RH | RH
PT101US | HUMIDIFIERS, ARTIFICIAL AIRWAY, HEATED | -8 | VCH | VGH | BLUE
ProSim8 | SIMULATORS, MULTIPARAMETER | 1 | VCH | LGH | LGH
QAESIII | TESTERS, ELECTROSURGICAL UNIT | 1 | VCH | LGH | LGH
QAESIII | TESTERS, ELECTROSURGICAL UNIT | 1 | VCH | VGH | RED
QUADSTARELITE | STIMULATORS, ELECTRICAL, NEUROMUSCULAR | 1 | VCH | VCHC | RED
RAD5 | OXIMETERS, PULSE | 1 | VCH | BCGH | LGH
RAD5 | OXIMETERS, PULSE | 1 | VCH | RWLM | LGH
RAD97 | OXIMETERS, PULSE | 7 | VCH | VGH | GREEN
RAD97 | OXIMETERS, PULSE | 1 | VCH | WHCC | LGH
RADICAL7 | OXIMETERS, PULSE | 2 | VCH | RH | RH
RADICAL7 | OXIMETERS, PULSE | 7 | VCH | SGH | LGH
RADICAL7 | OXIMETERS, PULSE | 3 | VCH | VGH | BLUE
RADICAL7 | OXIMETERS, PULSE | 20 | VCH | VGH | GREEN
RADICAL7 | OXIMETERS, PULSE | -4 | VCH | VGH | BLUE
RADICAL7 | OXIMETERS, PULSE | -2 | VCH | WHCC | LGH
RADIUS7 | OXIMETERS, PULSE | 31 | VCH | VGH | GREEN
RADIUS7 | Oximeters, Pulse | -5 | VCH | VGH | GREEN
RADIUS7BATTERY | MONITORS, VIDEO | 3 | VCH | VGH | GREEN
RADIUS7BATTERY | Monitors, Video | 23 | VCH | VGH | GREEN
RADIUS7BATTERY | Monitors, Video | -16 | VCH | VGH | GREEN
RDS1 | TESTER/CHARGERS, BATTERY | 1 | VCH | SGH | LGH
RDS1 | TESTER/CHARGERS, BATTERY | 0 | VCH | VGH | BLUE
RDS7A | MONITORS, PHYSIOLOGIC, VITAL SIGNS | 8 | VCH | SGH | LGH
RDS7A | MONITORS, PHYSIOLOGIC, VITAL SIGNS | 17 | VCH | VGH | GREEN
RDS7A | MONITORS, PHYSIOLOGIC, VITAL SIGNS | -2 | VCH | VGH | BLUE
RDS7A | MONITORS, PHYSIOLOGIC, VITAL SIGNS | -2 | VCH | WHCC | LGH
RFC2009115 | RADIOFREQUENCY THERAPY SYSTEMS, TISSUE ABLATION | 1 | VCH | PRGH | LGH
RFG4 | RADIOFREQUENCY THERAPY SYSTEMS, TISSUE ABLATION | 0 | VCH | UBC | UBC
ROSAS00216 | TELEMANIPULATION SYSTEMS | 1 | VCH | VGH | RED
RSERIES | DEFIBRILLATOR/PACEMAKERS, EXTERNAL | 6 | VCH | VGH | RED
RSERIES | DEFIBRILLATOR/PACEMAKERS, EXTERNAL | -1 | VCH | VGH | WHITE
S5BUBBLESENSOR | DETECTORS, AIR BUBBLE/FOAM, HEART-LUNG BYPASS UNIT | 1 | VCH | VGH | RED
S5LEVELSENSOR | MODULES, LEVEL SENSOR | 1 | VCH | VGH | RED
S5PRESSURE | MODULES, PRESSURE, HEART LUNG | 2 | VCH | VGH | RED
S5TEMPERATURE | MODULES, TEMPERATURE, HEART LUNG | 1 | VCH | VGH | RED
SC450RM1U | POWER SYSTEMS, ELECTRICAL, UNINTERRUPTIBLE | 1 | VCH | RH | RH
SEER1000 | ELECTROCARDIOGRAPHS, AMBULATORY, CONTINUOUS | 4 | VCH | LGH | LGH
SEER1000 | ELECTROCARDIOGRAPHS, AMBULATORY, CONTINUOUS | 0 | VCH | PRGH | LGH
SEER1000 | ELECTROCARDIOGRAPHS, AMBULATORY, CONTINUOUS | 10 | VCH | RH | RH
SEER1000 | ELECTROCARDIOGRAPHS, AMBULATORY, CONTINUOUS | 1 | VCH | SH | LGH
SEER1000 | ELECTROCARDIOGRAPHS, AMBULATORY, CONTINUOUS | 9 | VCH | VGH | WHITE
SEER1000 | ELECTROCARDIOGRAPHS, AMBULATORY, CONTINUOUS | -1 | VCH | VGH | WHITE
SEER1000INTERFACE | DATA INTERFACE UNITS | 1 | VCH | RH | RH
SENTRYSUITE | ANALYZERS, PHYSIOLOGIC, RESPIRATORY FUNCTION MECHANICS, ADULT | 1 | VCH | RH | RH
SENTRYSUITE | ANALYZERS, PHYSIOLOGIC, RESPIRATORY FUNCTION MECHANICS, ADULT | 2 | VCH | VGH | GREEN
SIFQ180 | COLONOSCOPES, VIDEO | 0 | VCH | VGH | GREEN
SMK600A | POWER SYSTEMS, ELECTRICAL, UNINTERRUPTIBLE | 1 | VCH | UBC | UBC
SNCEP520 | CAMERAS, VIDEO | 5 | VCH | VGH | WHITE
SPIROLAB | SPIROMETERS, DIAGNOSTIC | 2 | VCH | VGH | GREEN
SR555 | SCALES, PATIENT, FLOOR | 1 | VCH | RH | RH
ST4642 | TABLES, EXAMINATION/TREATMENT, ADJUSTABLE, PHYSICAL THERAPY | 1 | VCH | VGH | BLUE
STEALTHSTATIONS8 | STEREOTACTIC SYSTEMS, IMAGE-GUIDED, SURGICAL, INTRACRANIAL | 1 | VCH | LGH | LGH
SUPERPOWERBATTERY | BATTERIES, CRITICAL DEVICE, 6 MONTHS PM | 0 | VCH | VGH | GREEN
SUPERPOWERBATTERY | BATTERIES, CRITICAL DEVICE, 6 MONTHS PM | 6 | VCH | VGH | RED
SUPERPOWERBATTERY | BATTERIES, CRITICAL DEVICE, 6 MONTHS PM | 2 | VCH | VGH | WHITE
SUPERPOWERBATTERY | BATTERIES, CRITICAL DEVICE, 6 MONTHS PM | -3 | VCH | VGH | WHITE
SUREPOWERII | BATTERIES, CRITICAL DEVICE, 6 MONTHS PM | 3 | VCH | RH | RH
T272HUL | MONITORS, VIDEO | 1 | VCH | RH | RH
TAT5000 | THERMOMETERS, ELECTRONIC, INFRARED, SKIN | 1 | VCH | RH | RH
TAT5000 | THERMOMETERS, ELECTRONIC, INFRARED, SKIN | 6 | VCH | UBC | UBC
TAT5000 | THERMOMETERS, ELECTRONIC, INFRARED, SKIN | 8 | VCH | VGH | BLUE
TAT5000 | THERMOMETERS, ELECTRONIC, INFRARED, SKIN | 2 | VCH | VGH | RED
TAT5000 | THERMOMETERS, ELECTRONIC, INFRARED, SKIN | 1 | VCH | WHCC | LGH
TAT5000 | THERMOMETERS, ELECTRONIC, INFRARED, SKIN | -2 | VCH | VGH | RED
TC200 | IMAGE PROCESSORS, VIDEO, ENDOSCOPY | 1 | VCH | LGH | LGH
TC200 | IMAGE PROCESSORS, VIDEO, ENDOSCOPY | -1 | VCH | VGH | BLUE
TC301 | IMAGE PROCESSORS, VIDEO, ENDOSCOPY | 1 | VCH | LGH | LGH
TC301 | IMAGE PROCESSORS, VIDEO, ENDOSCOPY | -1 | VCH | VGH | BLUE
TCS650 | EXERCISERS, AEROBIC, TREADMILL | 1 | VCH | VGH | GREEN
TJFQ180V | DUODENOSCOPES, VIDEO | 1 | VCH | VGH | GREEN
TL2100SER1 | ALARMS, OCCUPANCY, BED | 1 | VCH | LGH | LGH
TL2100SER5 | ALARMS, OCCUPANCY, CHAIR/WHEELCHAIR | 9 | VCH | LGH | LGH
TM3004 | STIMULATORS, ELECTRICAL, PERIPHERAL NERVE | 1 | VCH | VGH | BLUE
TMX428110 | EXERCISERS, AEROBIC, TREADMILL | 1 | VCH | UBC | UBC
TONOPENXL | OPHTHALMIC TONOMETERS | 1 | VCH | RWLM | LGH
TONOPENXL | OPHTHALMIC TONOMETERS | -1 | VCH | VGH | RED
TPS90019 | EXERCISERS, AEROBIC, TREADMILL | 1 | VCH | VGH | GREEN
TR620 | MONITORS, PHYSIOLOGIC, MULTIPURPOSE, TELEMETRIC | 1 | VCH | VGH | WHITE
ThermogardXP | WARMING/COOLING UNITS, PATIENT, CIRCULATING-LIQUID, INTRAVASCULAR | 1 | VCH | VGH | GREEN
UCR | INSUFFLATORS, ENDOSCOPIC | 2 | VCH | VGH | RED
UIBX230N2930CR2GBR10 | DATA INTERFACE UNITS | 3 | VCH | LGH | LGH
UIBX230N2930CR2GBR10 | DATA INTERFACE UNITS | 3 | VCH | SGH | LGH
ULBH415 | ELECTRICAL EXTENSION CORDS, MULTIOUTLET | -2 | VCH | VGH | GREEN
ULBH415 | ELECTRICAL EXTENSION CORDS, MULTIOUTLET | 1 | VCH | VGH | RED
ULBH415 | ELECTRICAL EXTENSION CORDS, MULTIOUTLET | -1 | VCH | UBC | UBC
ULBH415 | ELECTRICAL EXTENSION CORDS, MULTIOUTLET | -1 | VCH | VGH | BLUE
ULBH46 | ELECTRICAL EXTENSION CORDS, MULTIOUTLET | 2 | VCH | VGH | GREEN
ULTRACWII | CENTRIFUGES, TABLETOP, LOW-SPEED, NONREFRIGERATED, CELL WASHING | 2 | VCH | VGH | WHITE
UNITYNETWORKID | NETWORK SWITCHES | -2 | VCH | VGH | BLUE
UNIVERSAL320 | CENTRIFUGES, TABLETOP, LOW-SPEED, NONREFRIGERATED | 1 | VCH | LGH | LGH
UP2MD | PRINTERS, VIDEO | 1 | VCH | VGH | GREEN
UPD3 | POSITIONING AIDS, ENDOSCOPIC | 1 | VCH | UBC | UBC
UPD3 | POSITIONING AIDS, ENDOSCOPIC | 1 | VCH | VGH | GREEN
Unicart | CARTS, OTHER | 2 | VCH | VGH | RED
V100 | MONITORS, PHYSIOLOGIC, VITAL SIGNS | 3 | VCH | BCC | LGH
V100 | MONITORS, PHYSIOLOGIC, VITAL SIGNS | 2 | VCH | BCGH | LGH
V100 | MONITORS, PHYSIOLOGIC, VITAL SIGNS | 1 | VCH | LGH | LGH
V100 | MONITORS, PHYSIOLOGIC, VITAL SIGNS | 1 | VCH | UBC | UBC
V100 | MONITORS, PHYSIOLOGIC, VITAL SIGNS | 6 | VCH | VGH | GREEN
V100 | MONITORS, PHYSIOLOGIC, VITAL SIGNS | 1 | VCH | VGH | WHITE
V100 | MONITORS, PHYSIOLOGIC, VITAL SIGNS | -1 | VCH | VGH | BLUE
VC10 | ASPIRATORS, UTERINE | 1 | VCH | RH | RH
VC120 | SMOKE EVACUATION SYSTEMS, SURGICAL | 6 | VCH | UBC | UBC
VC120 | SMOKE EVACUATION SYSTEMS, SURGICAL | 5 | VCH | VGH | RED
VC120 | SMOKE EVACUATION SYSTEMS, SURGICAL | 1 | VCH | VGH | WHITE
VC120 | SMOKE EVACUATION SYSTEMS, SURGICAL | -7 | VCH | VGH | RED
VERITI | INCUBATORS, LABORATORY, THERMAL CYCLE | 3 | VCH | VGH | WHITE
VERSACAREFM | INFORMATION SYSTEMS, DATA MANAGEMENT, CARDIOLOGY, ELECTROCARDIOGRAPHY | 1 | VCH | VGH | WHITE
VIO300D | ELECTROSURGICAL UNITS, MONOPOLAR/BIPOLAR | 1 | VCH | VGH | GREEN
VIVIDIQ | SCANNING SYSTEMS, ULTRASONIC, CARDIAC | 1 | VCH | BSCC | GREEN
VLFT10GEN | ELECTROSURGICAL UNITS, MONOPOLAR/BIPOLAR | 1 | VCH | PRGH | LGH
VLFT10GEN | ELECTROSURGICAL UNITS, MONOPOLAR/BIPOLAR | 1 | VCH | SH | LGH
VLFT10GEN | ELECTROSURGICAL UNITS, MONOPOLAR/BIPOLAR | 1 | VCH | UBC | UBC
VN500 | VENTILATORS, INTENSIVE CARE, NEONATAL/PEDIATRIC | 1 | VCH | LGH | LGH
VR | ALARMS, OCCUPANCY, BED | 1 | VCH | RH | RH
VR | ALARMS, OCCUPANCY, BED | -7 | VCH | LGH | LGH
VR | ALARMS, OCCUPANCY, BED | -3 | VCH | SH | LGH
VR | ALARMS, OCCUPANCY, BED | -4 | VCH | UBC | UBC
VS15453 | MONITORS, VIDEO | 10 | VCH | VGH | WHITE
VYNTUSCPX | ANALYZERS, PHYSIOLOGIC, METABOLIC RATE, OXYGEN/CARBON DIOXIDE BASED, STRESS EXERCISE | 1 | VCH | VGH | GREEN
VYNTUSSPIRO | SPIROMETERS, DIAGNOSTIC | 1 | VCH | VGH | GREEN
XLPLUS | PROBES, ULTRASONIC, GENERAL | 1 | VCH | RH | RH
XSCRIBE | MONITORING SYSTEMS, PHYSIOLOGIC, STRESS EXERCISE, CARDIAC | 2 | VCH | UBC | UBC
XSERIES | DEFIBRILLATOR/PACEMAKERS, EXTERNAL | 3 | VCH | RH | RH
(Do NOT Use) HP054 | HANDPIECES, SURGICAL | -1 | VCH | VGH | RED
00MROS | WATER PURIFICATION SYSTEMS, REVERSE OSMOSIS, HEMODIALYSIS, MOBILE/PORTABLE | -5 | VCH | VGH | REN
01RE05S10B | ANALGESIA UNITS, INHALATION | -1 | VCH | RH | RH
0220020900 | AUTOMATION SYSTEMS, OPERATING ROOM | -1 | VCH | UBC | UBC
0220210000 | LIGHT SOURCES, ENDOSCOPE, LED | -1 | VCH | UBC | UBC
02310003 | IMAGE PROCESSORS, VIDEO, LARYNGOSCOPIC INTUBATION | -2 | VCH | VGH | BLUE
05700090 | SCANNING SYSTEMS, ULTRASONIC, BLADDER SCANNER | -1 | VCH | GFSRC | UBC
05700090 | SCANNING SYSTEMS, ULTRASONIC, BLADDER SCANNER | -1 | VCH | LGH | LGH
05700090 | SCANNING SYSTEMS, ULTRASONIC, BLADDER SCANNER | -2 | VCH | VGH | GREEN
05700185 | LARYNGOSCOPES, RIGID, VIDEO | -4 | VCH | VGH | BLUE
05700190 | SCANNING SYSTEMS, ULTRASONIC, BLADDER SCANNER | -1 | VCH | LGH | LGH
05700190 | SCANNING SYSTEMS, ULTRASONIC, BLADDER SCANNER | -1 | VCH | VGH | GREEN
05700200 | IMAGE PROCESSORS, VIDEO, LARYNGOSCOPIC INTUBATION | -1 | VCH | PRGH | LGH
05700200 | IMAGE PROCESSORS, VIDEO, LARYNGOSCOPIC INTUBATION | -1 | VCH | VGH | BLUE
05740007 | LARYNGOSCOPES, RIGID, VIDEO | -1 | VCH | SH | LGH
0702014000 | DOCK/BATTERY CHARGERS | -1 | VCH | VGH | RED
0703004000 | WASTE-DISPOSAL UNITS, LIQUID | -2 | VCH | VGH | RED
100 | WARMING UNITS, BLOOD/INTRAVENOUS SOLUTION | -1 | VCH | PHC | LGH
100 | WARMING UNITS, BLOOD/INTRAVENOUS SOLUTION | -2 | VCH | SGH | LGH
100 | WARMING UNITS, BLOOD/INTRAVENOUS SOLUTION | -7 | VCH | VGH | BLUE
100 | WARMING UNITS, BLOOD/INTRAVENOUS SOLUTION | -2 | VCH | WHCC | LGH
10007 | NITRIC OXIDE DELIVERY UNITS | -7 | VCH | VGH | GREEN
100A | CARTS, OTHER | -2 | VCH | VGH | RED
100F | CARTS, OTHER | -3 | VCH | VGH | RED
101020000 | TESTER/RECONDITIONERS, BATTERY | -2 | VCH | VGH | GREEN
101R | MONITORS, PHYSIOLOGIC, ELECTROCARDIOGRAPHY, BEDSIDE | -3 | VCH | VGH | GREEN
10331BD | BRONCHOSCOPES, RIGID | -2 | VCH | VGH | BLUE
10331BD1 | BRONCHOSCOPES, RIGID | -2 | VCH | VGH | BLUE
104EL | MONITORS, PHYSIOLOGIC, VITAL SIGNS | -1 | VCH | VGH | GREEN
108005005 | ELECTROCARDIOGRAPHS, AMBULATORY, CONTINUOUS | -1 | VCH | RH | RH
1088010000 | IMAGE PROCESSORS, VIDEO, ENDOSCOPY | -1 | VCH | SH | LGH
1088010000 | IMAGE PROCESSORS, VIDEO, ENDOSCOPY | -1 | VCH | VGH | RED
1088210122 | CAMERAS, VIDEO, ENDOSCOPE | -2 | VCH | VGH | RED
10K | IRRIGATION/DISTENTION SYSTEMS, ARTHROSCOPIC | -2 | VCH | VGH | RED
11009025000 | ANESTHESIA UNIT CASSETTS | -1 | VCH | VGH | BLUE
111600 | BATHS, PARAFFIN, PHYSICAL THERAPY | -1 | VCH | SH | LGH
11161V | ENCEPHALOSCOPES, FLEXIBLE | -2 | VCH | VGH | RED
11201 | LIGHTS, EXAMINATION | -1 | VCH | VGH | GREEN
11278AU1 | URETEROSCOPES, FLEXIBLE | -33 | VCH | VGH | RED
11278V | URETEROSCOPES, FLEXIBLE | -1 | VCH | VGH | RED
11278VSUE | URETEROSCOPES, FLEXIBLE | -6 | VCH | VGH | RED
11302BDD2 | LARYNGOSCOPES, FLEXIBLE | -1 | VCH | VGH | BLUE
1200 | COMPUTERS | -1 | VCH | VGH | BLUE
121 | WARMING UNITS, BLOOD/INTRAVENOUS SOLUTION | -1 | VCH | BCGH | LGH
121 | WARMING UNITS, BLOOD/INTRAVENOUS SOLUTION | -10 | VCH | LGH | LGH
121 | WARMING UNITS, BLOOD/INTRAVENOUS SOLUTION | -1 | VCH | PHC | LGH
121 | WARMING UNITS, BLOOD/INTRAVENOUS SOLUTION | -1 | VCH | RWLM | LGH
121 | WARMING UNITS, BLOOD/INTRAVENOUS SOLUTION | -2 | VCH | SGH | LGH
121 | WARMING UNITS, BLOOD/INTRAVENOUS SOLUTION | -1 | VCH | SH | LGH
121 | WARMING UNITS, BLOOD/INTRAVENOUS SOLUTION | -2 | VCH | VGH | BLUE
121 | WARMING UNITS, BLOOD/INTRAVENOUS SOLUTION | -2 | VCH | WHCC | LGH
1488010001 | IMAGE PROCESSORS, VIDEO, ENDOSCOPY | -3 | VCH | UBC | UBC
1500 | POWER SUPPLIES | -1 | VCH | VGH | WHITE
1550CW | WARMING UNITS, CONTRAST MEDIA | -1 | VCH | VGH | GREEN
1584H4B1 | ELECTRICAL EXTENSION CORDS, MULTIOUTLET | -1 | VCH | VGH | GREEN
1584H6B1 | ELECTRICAL EXTENSION CORDS, MULTIOUTLET | -1 | VCH | UBC | UBC
16 | MONITORS, PHYSIOLOGIC, ELECTROENCEPHALOGRAPHY, TELEMETRIC | -4 | VCH | VGH | BLUE
1604788 | TABLES, OPERATING | -2 | VCH | VGH | RED
1707FPT | MONITORS, VIDEO | -1 | VCH | VGH | GREEN
18000000 | SCANNING SYSTEMS, ULTRASONIC, POINT OF CARE | -2 | VCH | RH | RH
18000000 | SCANNING SYSTEMS, ULTRASONIC, POINT OF CARE | -1 | VCH | VGH | BLUE
18000000 | SCANNING SYSTEMS, ULTRASONIC, POINT OF CARE | -1 | VCH | VGH | GREEN
2000 | HANDPIECES, SURGICAL | -1 | VCH | VGH | RED
2001 | INFUSION PUMPS, MULTITHERAPY, SYRINGE | -1 | VCH | VGH | GREEN
200101 | LITHOTRIPTERS, INTRACORPOREAL, IMPACT, PNEUMATIC | -2 | VCH | VGH | RED
20043120 | IMAGE PROCESSORS, VIDEO, ENDOSCOPY | -1 | VCH | VGH | BLUE
202121020 | IMAGE PROCESSORS, VIDEO, ENDOSCOPY | -1 | VCH | LGH | LGH
20262130 | CAMERAS, VIDEO, ENDOSCOPE | -3 | VCH | VGH | BLUE
204EL | MONITORS, PHYSIOLOGIC, VITAL SIGNS | -1 | VCH | VGH | GREEN
20709 | INFUSION PUMPS, ANALGESIC, PATIENT-CONTROLLED | -45 | VCH | UBC | UBC
20709 | INFUSION PUMPS, ANALGESIC, PATIENT-CONTROLLED | -3 | VCH | VGH | WHITE
20711120 | MORCELLATORS | -1 | VCH | RH | RH
207A | PRESSURE METERS, DIGITAL | -1 | VCH | VGH | BLUE
2100000511 | PHACOEMULSIFICATION UNITS, CATARACT EXTRACTION | -1 | VCH | RH | RH
2100000511 | PHACOEMULSIFICATION UNITS, CATARACT EXTRACTION | -3 | VCH | VGH | RED
2112 | LIGHTS, EXAMINATION | -1 | VCH | RH | RH
2200 | DETECTORS, BETA/GAMMA RADIATION | -1 | VCH | SH | LGH
220185000 | LIGHT SOURCES, ENDOSCOPE | -1 | VCH | VGH | RED
22200020102 | IMAGE PROCESSORS, VIDEO, ENDOSCOPY | -1 | VCH | VGH | BLUE
22260131 | CAMERAS, VIDEO, ENDOSCOPE | -1 | VCH | VGH | BLUE
2235 | ASPIRATORS, AIRWAY | -1 | VCH | SH | LGH
2280 | LITHOTRIPTERS, INTRACORPOREAL, ELECTROHYDRAULIC | -1 | VCH | RH | RH
2280 | LITHOTRIPTERS, INTRACORPOREAL, ELECTROHYDRAULIC | -1 | VCH | UBC | UBC
22800 | THERMOMETERS, ELECTRONIC, THERMISTOR/THERMOCOUPLE, PATIENT | -1 | VCH | GPC | GREEN
233 | WARMING/COOLING UNITS, PATIENT, CIRCULATING-LIQUID | -1 | VCH | VGH | WHITE
240050988 | DIGITIZER/RECORDERS, VIDEO | -1 | VCH | UBC | UBC
244 | MONITORS, PHYSIOLOGIC, VITAL SIGNS | -1 | VCH | VGH | GREEN
245T | MONITORS, VIDEO | -1 | VCH | VGH | BLUE
2500A | OXIMETERS, PULSE | -1 | VCH | VGH | GREEN
26012 | INSUFFLATORS, LAPAROSCOPIC | -1 | VCH | SH | LGH
300 | ASPIRATORS, AIRWAY | -2 | VCH | RH | RH
3003C | PROGRAMMER/TESTERS, IMPLANTABLE CARDIAC PACEMAKER | -1 | VCH | VGH | GREEN
3020 | ASPIRATORS, AIRWAY | -2 | VCH | RH | RH
3061037817 | REGULATORS, SUCTION | -1 | VCH | UBC | UBC
30650 | CONTROLLERS, WARMING/COOLING UNITS, PATIENT, HEART LUNG BYPASS | -1 | VCH | VGH | RED
3500HL | COMPRESSED GAS PROPORTIONERS, OXYGEN-AIR, MECHANICAL | -2 | VCH | VGH | BLUE
3500HL | COMPRESSED GAS PROPORTIONERS, OXYGEN-AIR, MECHANICAL | -1 | VCH | VGH | RED
3500L | COMPRESSED GAS PROPORTIONERS, OXYGEN-AIR, MECHANICAL | -1 | VCH | VGH | RED
3800A | COMPRESSED GAS PROPORTIONERS, OXYGEN-AIR, MECHANICAL | -2 | VCH | RH | RH
399100B | WARMING UNITS, CONTRAST MEDIA | -1 | VCH | VGH | GREEN
4010 | ASPIRATORS, AIRWAY | -1 | VCH | LGH | LGH
402 | ASPIRATORS, AIRWAY | -1 | VCH | GPC | GREEN
4040 | ASPIRATORS, AIRWAY | -2 | VCH | SH | LGH
4100 | OXIMETERS, PULSE | -1 | VCH | SH | LGH
4117631 | ELECTRICAL EXTENSION CORDS, MULTIOUTLET | -1 | VCH | VGH | BLUE
412340002 | DETECTORS, ESOPHAGEAL INTUBATION, EXHALED CARBON DIOXIDE | -2 | VCH | VGH | BLUE
420TBE1 | MONITORS, PHYSIOLOGIC, VITAL SIGNS | -1 | VCH | VGH | GREEN
453561224871 | PROBES, ULTRASONIC, GENERAL | -1 | VCH | SH | LGH
453561842272 | PROBES, ULTRASONIC, ENDOCAVITY | -1 | VCH | VGH | BLUE
453564123631 | POWER SUPPLIES, REGULATED | -1 | VCH | VGH | BLUE
483 | ASPIRATORS, UTERINE | -1 | VCH | RH | RH
4838 | ELECTROENCEPHALOGRAPHS | -2 | VCH | RH | RH
500(concentrator) | OXYGEN CONCENTRATORS | -6 | VCH | VGH | GREEN
500001002v1 | LARYNGOSCOPES, RIGID, VIDEO | -2 | VCH | VGH | BLUE
500KL | SCALES, PATIENT, FLOOR | -1 | VCH | SGH | LGH
50280000 | MONITOR/CONTROLLERS, OXYGEN | -2 | VCH | VGH | RED
5100C | OXIMETERS, CEREBRAL | -1 | VCH | VGH | BLUE
5180500 | SIMULATORS, TRANSDUCER OUTPUT, CARDIAC OUTPUT | -1 | VCH | VGH | GREEN
5200 | WARMING UNITS, PATIENT, FORCED-AIR | -1 | VCH | VGH | BLUE
52000 | MONITORS, PHYSIOLOGIC, VITAL SIGNS | -1 | VCH | SH | LGH
52000 | MONITORS, PHYSIOLOGIC, VITAL SIGNS | -1 | VCH | VGH | GREEN
5388 | PACEMAKERS, CARDIAC, EXTERNAL, INVASIVE ELECTRODE, TRANSVENOUS | -2 | VCH | VGH | WHITE
53NT0 | MONITORS, PHYSIOLOGIC, VITAL SIGNS | -2 | VCH | SH | LGH
53NTP | MONITORS, PHYSIOLOGIC, VITAL SIGNS | -1 | VCH | VGH | BLUE
53NTP | MONITORS, PHYSIOLOGIC, VITAL SIGNS | -1 | VCH | VGH | RED
5400050 | ARTHROSCOPIC SHAVER SYSTEMS | -1 | VCH | LGH | LGH
56360 | SCALES, INFANT | -1 | VCH | RH | RH
592KL | SCALES, PATIENT, FLOOR | -1 | VCH | PHC | LGH
600100 | PUMPS, EXTRACORPOREAL PERFUSION | -1 | VCH | VGH | RED
600215 | MODULES, CONTROL/DISPLAY, HEART LUNG | -1 | VCH | VGH | RED
60050A | NEGATIVE-PRESSURE WOUND THERAPY SYSTEMS | -1 | VCH | SH | LGH
600540 | CLAMPS, TUBING | -2 | VCH | VGH | RED
60214 | MONITORS, COMPRESSED AIR/GAS, MULTIGAS | -1 | VCH | SH | LGH
608800120 | ELECTROSURGICAL UNITS, MONOPOLAR/BIPOLAR | -1 | VCH | VGH | RED
615C | LIGHT SOURCES, ENDOSCOPE | -1 | VCH | SH | LGH
622NPE1 | MONITORS, PHYSIOLOGIC, VITAL SIGNS | -1 | VCH | PRGH | LGH
626 | NEBULIZERS, NONHEATED | -3 | VCH | GPC | GREEN
626 | NEBULIZERS, NONHEATED | -5 | VCH | VGH | GREEN
6280DN | PRINTERS, COMPUTER/NETWORK | -1 | VCH | LGH | LGH
6500 | MONITORS, PHYSIOLOGIC, TEMPERATURE, BEDSIDE | -1 | VCH | VGH | GREEN
6510 | MONITORS, PHYSIOLOGIC, TEMPERATURE, BEDSIDE | -7 | VCH | VGH | GREEN
6550 | SCALES, PATIENT, WHEELCHAIR | -2 | VCH | PRGH | LGH
66000262915 | RESUSCITATORS | -1 | VCH | RWLM | LGH
665 | MANOMETERS, CALIBRATION/INSPECTION | -2 | VCH | RH | RH
6702 | SCALES, PATIENT, WHEELCHAIR | -1 | VCH | LGH | LGH
7100 | POSITIVE AIRWAY PRESSURE UNITS, CONTINUOUS | -1 | VCH | VGH | BLUE
710T | EXERCISERS, AEROBIC, TREADMILL | -2 | VCH | VGH | GREEN
7130 | INFUSION PUMPS, MULTITHERAPY, LARGE VOLUME, SINGLE-CHANNEL | -5 | VCH | GFSRC | UBC
720254 | SYRINGES, PLUNGER, CALIBRATION, SPIROMETER/PULMONARY FUNCTION ANALYZER | -1 | VCH | GPC | GREEN
7230 | INFUSION PUMPS, MULTITHERAPY, LARGE VOLUME, MULTICHANNEL | -4 | VCH | GFSRC | UBC
7230 | INFUSION PUMPS, MULTITHERAPY, LARGE VOLUME, MULTICHANNEL | -10 | VCH | UBC | UBC
7247465500 | NETWORK SWITCHES | -1 | VCH | LGH | LGH
740N | MONITORS, VIDEO | -1 | VCH | VGH | GREEN
750I | OPHTHALMIC PERIMETERS | -1 | VCH | VGH | WHITE
755490 | ASPIRATOR/IRRIGATORS, GASTRIC | -1 | VCH | SH | LGH
7723 | STIMULATORS, ELECTRICAL, PERIPHERAL NERVE, ANALGESIC, TRANSCUTANEOUS | -4 | VCH | SH | LGH
7797 | ELECTROSURGICAL UNITS, HYFRECATORS | -1 | VCH | SH | LGH
78581A | NETWORK SWITCHES | -1 | VCH | VGH | GREEN
790 | ASPIRATORS, AIRWAY | -1 | VCH | GPC | GREEN
79103000 | IRRIGATION/DISTENTION SYSTEMS | -1 | VCH | SH | LGH
7961 | TRACTION UNITS | -1 | VCH | SH | LGH
80001629 | SIMULATORS, CARDIAC | -2 | VCH | VGH | RED
801187 | ELECTROSURGICAL UNITS, MONOPOLAR/BIPOLAR | -1 | VCH | VGH | WHITE
801A | DETECTORS, BLOOD FLOW, ULTRASONIC | -2 | VCH | VGH | BLUE
80400001 | TESTER/RECONDITIONERS, BATTERY | -1 | VCH | VGH | GREEN
811 | DETECTORS, BLOOD FLOW, ULTRASONIC | -1 | VCH | VGH | BLUE
811B | DETECTORS, BLOOD FLOW, ULTRASONIC | -1 | VCH | VGH | GREEN
811BTS | DETECTORS, BLOOD FLOW, ULTRASONIC | -1 | VCH | VGH | BLUE
811BTS | DETECTORS, BLOOD FLOW, ULTRASONIC | -2 | VCH | VGH | GREEN
811BTS | DETECTORS, BLOOD FLOW, ULTRASONIC | -2 | VCH | VGH | WHITE
8215000000 | BATTERIES, CRITICAL DEVICE, 1 YEAR PM | -1 | VCH | VGH | RED
8253001 | INTRA-OPERATIVE NEUROPHYSIOLOGICAL MONITOR (IONM) | -1 | VCH | LGH | LGH
83524203 | ELECTRONYSTAGMOGRAPHS | -2 | VCH | VGH | WHITE
840 | VENTILATORS, INTENSIVE CARE | -1 | VCH | VGH | GREEN
8401A | LARYNGOSCOPES, RIGID, VIDEO | -3 | VCH | VGH | BLUE
8401AXC | LARYNGOSCOPES, RIGID, VIDEO | -1 | VCH | VGH | BLUE
8401BXC | LARYNGOSCOPES, RIGID, VIDEO | -1 | VCH | VGH | BLUE
8401HX | LARYNGOSCOPES, RIGID, VIDEO | -2 | VCH | VGH | BLUE
8401KXC | LARYNGOSCOPES, RIGID, VIDEO | -1 | VCH | VGH | BLUE
850020 | CENTRIFUGES, TABLETOP, LOW-SPEED, NONREFRIGERATED, CELL WASHING | -1 | VCH | LGH | LGH
875 | WARMING UNITS, PATIENT, FORCED-AIR | -5 | VCH | VGH | BLUE
88002001 | ASPIRATORS, AIRWAY, CRITICAL | -1 | VCH | SH | LGH
8816 | PROBES, ULTRASONIC, ENDOCAVITY | -1 | VCH | VGH | RED
891 | REGULATORS, SUCTION | -2 | VCH | UBC | UBC
90002045 | STIMULATORS, ELECTRICAL, PERIPHERAL NERVE | -1 | VCH | SH | LGH
902071Q | SPHYGMOMANOMETERS, ELECTRONIC, AUTOMATIC | -2 | VCH | UBC | UBC
90217A1 | RECORDERS, PHYSIOLOGIC, BLOOD PRESSURE, TAPE | -1 | VCH | VGH | WHITE
90369 | MONITORS, PHYSIOLOGIC, VITAL SIGNS | -1 | VCH | VGH | GREEN
90496 | PHYSIOLOGIC MONITOR MODULES, MULTIPARAMETER | -1 | VCH | VGH | GREEN
90517153 | MONITORS, PHYSIOLOGIC, CARDIAC OUTPUT, BEDSIDE | -2 | VCH | VGH | BLUE
906550000 | SMOKE EVACUATION SYSTEMS, SURGICAL | -1 | VCH | SH | LGH
911TP100 | BATHS, WHIRLPOOL | -1 | VCH | SH | LGH
915AL | DETECTORS, BLOOD FLOW, ULTRASONIC | -1 | VCH | VGH | BLUE
92610101 | TESTERS, PNEUMATIC | -1 | VCH | VGH | GREEN
9390E01 | DEFIBRILLATORS, EXTERNAL, AUTOMATED | -1 | VCH | SH | LGH
954 | SCALES, PATIENT, CHAIR | -2 | VCH | SGH | LGH
954 | SCALES, PATIENT, CHAIR | -1 | VCH | SH | LGH
9700MP | CARTS, STORAGE/TRANSPORT, SURGICAL INSTRUMENT | -1 | VCH | VGH | BLUE
9733560 | STEREOTACTIC SYSTEMS, IMAGE-GUIDED, SURGICAL, OTORHINOLARYNGOLOGY | -1 | VCH | RH | RH
980105VS | WARMING UNITS, BLOOD/INTRAVENOUS SOLUTION | -1 | VCH | SH | LGH
9843 | OXIMETERS, PULSE | -1 | VCH | VGH | BLUE
99403000156 | DEFIBRILLATORS, EXTERNAL, AUTOMATED | -2 | VCH | RWLM | LGH
A2000 | MONITORS, PHYSIOLOGIC, ELECTROENCEPHALOGRAPHY, BEDSIDE, SPECTRAL | -1 | VCH | VGH | BLUE
AAI | MONITORS, VIDEO | -1 | VCH | VGH | BLUE
ABL90FLEX | ANALYZERS, LABORATORY, BLOOD GAS | -2 | VCH | VGH | RED
ACC01 | DATA INTERFACE UNITS | -1 | VCH | VGH | GREEN
ACC19 | CALIBRATORS | -1 | VCH | VGH | GREEN
ACTIVAC | NEGATIVE-PRESSURE WOUND THERAPY SYSTEMS | -4 | VCH | LGH | LGH
ACTIVAC | NEGATIVE-PRESSURE WOUND THERAPY SYSTEMS | -1 | VCH | PRGH | LGH
ACTIVAC | NEGATIVE-PRESSURE WOUND THERAPY SYSTEMS | -1 | VCH | SH | LGH
AESWFC | FOOTSWITCHES | -2 | VCH | VGH | RED
AG1150 | RECORDERS, VIDEO, TAPE | -1 | VCH | VGH | GREEN
ANEROID | SPHYGMOMANOMETERS, ANEROID | -2 | VCH | VGH | GREEN
APTACTIVEPASSIVETRAINER | EXERCISERS, ARM | -1 | VCH | GPC | GREEN
AQL100P | ASPIRATOR/IRRIGATORS, SURGICAL | -1 | VCH | LGH | LGH
ARCTICSUN2000 | WARMING/COOLING UNITS, PATIENT, CIRCULATING-LIQUID | -1 | VCH | LGH | LGH
AS095 | OXYGEN CONCENTRATORS | -1 | VCH | VGH | WHITE
ASIFS1 | INSUFFLATORS, LAPAROSCOPIC | -1 | VCH | LGH | LGH
ATFS708 | NETWORK HUBS | -1 | VCH | VGH | BLUE
ATTOARC2HBO | PRINTERS, COMPUTER/NETWORK | -1 | VCH | VGH | WHITE
AVANT9700 | OXIMETERS, PULSE | -1 | VCH | VGH | GREEN
AX3001 | MONITORS, PHYSIOLOGIC, RESPIRATION, RESPIRATORY GAS, INSPIRED OXYGEN, BEDSIDE/INTRAOPERATIVE | -2 | VCH | VGH | GREEN
BABYWEIGH | SCALES, INFANT | -1 | VCH | WHCC | LGH
BF4B | DETECTORS, FETAL HEART, ULTRASONIC | -1 | VCH | VGH | GREEN
BFP30 | BRONCHOSCOPES, FLEXIBLE | -1 | VCH | VGH | BLUE
BFP40 | BRONCHOSCOPES, FLEXIBLE | -1 | VCH | VGH | BLUE
BJC400 | PRINTERS, COMPUTER/NETWORK | -1 | VCH | VGH | WHITE
BK650M | POWER SYSTEMS, ELECTRICAL, UNINTERRUPTIBLE | -2 | VCH | UBC | UBC
BL11145 | PHACOEMULSIFICATION UNITS, MODULES, LASER | -1 | VCH | VGH | RED
BUDDY | WARMING UNITS, BLOOD/INTRAVENOUS SOLUTION | -1 | VCH | VGH | BLUE
C2COLPAC | ULTRASOUND THERAPY SYSTEMS, PHYSICAL THERAPY | -1 | VCH | SH | LGH
C3 | MONITORS, PHYSIOLOGIC, MULTIPURPOSE, BEDSIDE | -1 | VCH | RH | RH
C60 | PRINTERS, COMPUTER/NETWORK | -1 | VCH | VGH | BLUE
CAPNOSTAT | PHYSIOLOGIC MONITOR MODULES, EXHALED CARBON DIOXIDE | -1 | VCH | VGH | GREEN
CARDIACSENSOR | MONITORS, PHYSIOLOGIC, MULTIPURPOSE, TELEMETRIC | -1 | VCH | VGH | BLUE
CAS740 | MONITORS, PHYSIOLOGIC, MULTIPURPOSE, BEDSIDE | -1 | VCH | VGH | GREEN
CASE | MONITORING SYSTEMS, PHYSIOLOGIC, STRESS EXERCISE, CARDIAC | -1 | VCH | SH | LGH
CASE | MONITORING SYSTEMS, PHYSIOLOGIC, STRESS EXERCISE, CARDIAC | -1 | VCH | UBC | UBC
CDL1553A | MONITORS, VIDEO | -4 | VCH | VGH | BLUE
CDL1556A | MONITORS, VIDEO | -1 | VCH | VGH | BLUE
CENTRACL2 | CENTRIFUGES, TABLETOP, LOW-SPEED, NONREFRIGERATED | -1 | VCH | LGH | LGH
CFH180AL | COLONOSCOPES, VIDEO | -8 | VCH | VGH | GREEN
CICPRO | MONITORS, PHYSIOLOGIC, CENTRAL STATION | -1 | VCH | UBC | UBC
CICPRO | MONITORS, PHYSIOLOGIC, CENTRAL STATION | -1 | VCH | VGH | GREEN
CL10 | STIMULATORS, ELECTRICAL, NEUROMUSCULAR | -1 | VCH | SH | LGH
CLASSICCHECK | ALARMS, OCCUPANCY, BED | -1 | VCH | SH | LGH
CLK4 | LIGHT SOURCES, ENDOSCOPE | -1 | VCH | VGH | GREEN
CLK4 | LIGHT SOURCES, ENDOSCOPE | -1 | VCH | VGH | RED
CLV160 | LIGHT SOURCES, ENDOSCOPE | -1 | VCH | VGH | GREEN
CLV180 | LIGHT SOURCES, ENDOSCOPE | -1 | VCH | VGH | GREEN
CLVS40 | LIGHT SOURCES, ENDOSCOPE | -1 | VCH | VGH | BLUE
CONTROLPANEL | ELECTROMYOGRAPHS | -1 | VCH | RH | RH
CP11 | TESTER/CHARGERS, BATTERY | -1 | VCH | SGH | LGH
CP800DW | PRINTERS, COMPUTER/NETWORK | -1 | VCH | VGH | WHITE
CR4075 | PROBES, CRYOSURGICAL UNITS | -6 | VCH | VGH | RED
CS0865102 | CAPNOMETERS | -1 | VCH | VGH | BLUE
CS0865102 | CAPNOMETERS | -1 | VCH | VGH | GREEN
CS100 | CIRCULATORY ASSIST UNITS, CARDIAC, INTRA-AORTIC BALLOON | -3 | VCH | VGH | RED
CV160 | IMAGE PROCESSORS, VIDEO, ENDOSCOPY | -1 | VCH | VGH | GREEN
CV180 | IMAGE PROCESSORS, VIDEO, ENDOSCOPY | -1 | VCH | VGH | GREEN
CVS4 | CARTS, STORAGE/TRANSPORT, SURGICAL INSTRUMENT | -1 | VCH | VGH | GREEN
CW2 | CENTRIFUGES, TABLETOP, LOW-SPEED, NONREFRIGERATED, CELL WASHING | -1 | VCH | VGH | WHITE
D3000 | ARTHROSCOPIC SHAVER SYSTEMS | -2 | VCH | VGH | RED
D6015TM | MONITORS, VIDEO | -15 | VCH | VGH | BLUE
D6015TMTS | MONITORS, VIDEO | -6 | VCH | VGH | BLUE
D7 | MONITORS, VIDEO | -1 | VCH | VGH | RED
D8 | DETECTORS, BLOOD FLOW, ULTRASONIC | -2 | VCH | VGH | BLUE
DASH3000 | MONITORS, PHYSIOLOGIC, MULTIPURPOSE, BEDSIDE | -1 | VCH | SH | LGH
DASH3000 | MONITORS, PHYSIOLOGIC, MULTIPURPOSE, BEDSIDE | -1 | VCH | VGH | RED
DASH4000 | MONITORS, PHYSIOLOGIC, MULTIPURPOSE, BEDSIDE | -5 | VCH | SH | LGH
DASH4000 | MONITORS, PHYSIOLOGIC, MULTIPURPOSE, BEDSIDE | -2 | VCH | UBC | UBC
DASH4000 | MONITORS, PHYSIOLOGIC, MULTIPURPOSE, BEDSIDE | -5 | VCH | VGH | GREEN
DASH5000 | MONITORS, PHYSIOLOGIC, MULTIPURPOSE, BEDSIDE | -2 | VCH | VGH | GREEN
DESKPRO | COMPUTERS | -3 | VCH | VGH | WHITE
DFF9109W | REFRIGERATORS, LABORATORY | -1 | VCH | VGH | WHITE
DIATON | OPHTHALMIC TONOMETERS | -1 | VCH | VGH | RED
DINAMAPPLUS | SPHYGMOMANOMETERS, ELECTRONIC, AUTOMATIC | -1 | VCH | RWLM | LGH
DL385 | INFORMATION SYSTEMS, DATA MANAGEMENT, OPHTHALMOLOGY | -1 | VCH | VGH | WHITE
DLCC15 | MONITORS, VIDEO | -1 | VCH | SH | LGH
DPU414 | RECORDERS, GRAPHIC | -1 | VCH | LGH | LGH
DRF100 | ULTRASOUND THERAPY SYSTEMS, PHYSICAL THERAPY | -1 | VCH | SH | LGH
DS2 | MONITORS, PHYSIOLOGIC, MULTIPURPOSE, TELEMETRIC | -4 | VCH | VGH | WHITE
DVDS27 | DIGITIZER/RECORDERS, VIDEO | -1 | VCH | VGH | GREEN
E1 | MOIST HEAT THERAPY PACK CONDITIONERS | -2 | VCH | SH | LGH
EA2 | ELECTROMYOGRAPHS | -1 | VCH | RH | RH
EAS10003 | INSUFFLATORS, LAPAROSCOPIC | -1 | VCH | SH | LGH
EATON | REFRIGERATORS, LABORATORY | -3 | VCH | VGH | WHITE
EB75MHZ | PROBES, ULTRASONIC, ENDOCAVITY | -1 | VCH | RH | RH
EBA20 | CENTRIFUGES, TABLETOP, LOW-SPEED, NONREFRIGERATED | -1 | VCH | VGH | GREEN
EBA21 | CENTRIFUGES, TABLETOP, LOW-SPEED, NONREFRIGERATED | -2 | VCH | UBC | UBC
EENTROPY00 | PHYSIOLOGIC MONITOR MODULES, ELECTROENCEPHALOGRAPHY | -2 | VCH | RH | RH
EF250 | EXERCISERS, CONTINUOUS PASSIVE MOTION | -1 | VCH | GPC | GREEN
ELI150RX | ELECTROCARDIOGRAPHS, MULTICHANNEL | -1 | VCH | VGH | GREEN
EMINIC | PHYSIOLOGIC MONITOR MODULES, EXHALED CARBON DIOXIDE | -13 | VCH | VGH | GREEN
EPK1000 | IMAGE PROCESSORS, VIDEO, ENDOSCOPY | -1 | VCH | VGH | BLUE
ES400 | STIMULATORS, ELECTRICAL, PERIPHERAL NERVE, BLOCK MONITORING | -1 | VCH | SH | LGH
ESP7250 | PRINTERS, COMPUTER/NETWORK | -1 | VCH | PRGH | LGH
ET1526L | MONITORS, VIDEO | -4 | VCH | VGH | GREEN
ET1528L | MONITORS, VIDEO | -2 | VCH | VGH | BLUE
ET17298UQ16Y6 | MONITORS, VIDEO | -1 | VCH | VGH | GREEN
ET1928L | MONITORS, VIDEO | -2 | VCH | VGH | GREEN
EVITA2 | VENTILATORS, INTENSIVE CARE | -1 | VCH | UBC | UBC
EX12LED3B8W | STIMULATORS, PHOTIC, VISUAL | -1 | VCH | RH | RH
EXTCORD | ELECTRICAL EXTENSION CORDS, MULTIOUTLET | -1 | VCH | VGH | GREEN
EZIOG3 | HAND DRILLS, SURGICAL, BONE | -1 | VCH | PRGH | LGH
FCU809VG2 | MONITORS, PHYSIOLOGIC, MULTIPURPOSE, BEDSIDE | -1 | VCH | PRGH | LGH
FLUOROLITE | PHOTOTHERAPY UNITS, VISIBLE LIGHT, HYPERBILIRUBINEMIA | -1 | VCH | RWLM | LGH
FORCE2 | ELECTROSURGICAL UNITS, MONOPOLAR/BIPOLAR | -1 | VCH | VGH | WHITE
FORCE220PC | ELECTROSURGICAL UNITS, MONOPOLAR/BIPOLAR | -1 | VCH | SH | LGH
FORCEFXC | ELECTROSURGICAL UNITS, MONOPOLAR/BIPOLAR | -1 | VCH | SH | LGH
FORCEFXC | ELECTROSURGICAL UNITS, MONOPOLAR/BIPOLAR | -1 | VCH | UBC | UBC
FORCETRIAD | ELECTROSURGICAL UNITS, MONOPOLAR/BIPOLAR | -1 | VCH | LGH | LGH
FORCETRIAD | ELECTROSURGICAL UNITS, MONOPOLAR/BIPOLAR | -1 | VCH | SH | LGH
FORUM | INFORMATION SYSTEMS, DATA MANAGEMENT, OPHTHALMOLOGY | -1 | VCH | VGH | WHITE
FT1000 | TRANSDUCERS, PRESSURE | -2 | VCH | VGH | GREEN
FW600 | WARMING UNITS, BLOOD/INTRAVENOUS SOLUTION | -1 | VCH | UBC | UBC
FWSOTB850VA | TRANSFORMERS, ISOLATION | -1 | VCH | RH | RH
FX7402 | ELECTROCARDIOGRAPHS, MULTICHANNEL | -1 | VCH | VGH | WHITE
GCB41XX | LIFTS, PATIENT TRANSFER | -1 | VCH | GFSRC | UBC
GES152N | POWER SYSTEMS, ELECTRICAL, UNINTERRUPTIBLE | -2 | VCH | LGH | LGH
GIFH180 | GASTROSCOPES, FLEXIBLE, VIDEO | -1 | VCH | VGH | RED
GIFH180J | GASTROSCOPES, FLEXIBLE, VIDEO | -3 | VCH | VGH | GREEN
GM000310 | SCANNING SYSTEMS, ULTRASONIC, POINT OF CARE | -4 | VCH | VGH | GREEN
GM000310 | SCANNING SYSTEMS, ULTRASONIC, POINT OF CARE | -2 | VCH | VGH | RED
GP5385173442 | RECORDERS, BAR-CODE DATA | -1 | VCH | VGH | WHITE
GVL115 | LARYNGOSCOPES, RIGID, VIDEO | -2 | VCH | VGH | BLUE
GVL215 | LARYNGOSCOPES, RIGID, VIDEO | -1 | VCH | VGH | BLUE
H1200 | WARMING UNITS, BLOOD/INTRAVENOUS SOLUTION | -1 | VCH | LGH | LGH
H1200 | WARMING UNITS, BLOOD/INTRAVENOUS SOLUTION | -1 | VCH | RH | RH
HES4912040LF | POWER SUPPLIES | -2 | VCH | VGH | BLUE
HES4912040LF | POWER SUPPLIES | -5 | VCH | VGH | GREEN
HH9030 | COMPUTER-AIDED DETECTION SYSTEMS, IMAGE, ANGIOGRAPHIC, FLUORESCENT | -1 | VCH | VGH | RED
HM8101 | MONITORS, PHYSIOLOGIC, CARDIAC OUTPUT, BEDSIDE | -2 | VCH | VGH | BLUE
HPCOMPPRINTER | PRINTERS, COMPUTER/NETWORK | -1 | VCH | VGH | WHITE
IEC428 | CENTRIFUGES | -1 | VCH | VGH | RED
II1FAC | ALARMS, OCCUPANCY, BED | -2 | VCH | LGH | LGH
IM3330 | CAMERAS, VIDEO, ENDOSCOPE | -1 | VCH | RH | RH
IMMUFUGEII | CENTRIFUGES, TABLETOP, LOW-SPEED, NONREFRIGERATED | -1 | VCH | LGH | LGH
IRC5LXO2 | OXYGEN CONCENTRATORS | -1 | VCH | PRGH | LGH
KV20TR23 | MONITORS, VIDEO | -1 | VCH | VGH | GREEN
KXP1124 | PRINTERS, COMPUTER/NETWORK | -1 | VCH | VGH | WHITE
LABOFUGE300 | CENTRIFUGES, TABLETOP, LOW-SPEED, NONREFRIGERATED | -1 | VCH | PRGH | LGH
LASERGRAPH | PRINTERS, COMPUTER/NETWORK | -1 | VCH | VGH | BLUE
LASERJET2100 | PRINTERS, COMPUTER/NETWORK | -1 | VCH | VGH | RED
LASERJET2100 | PRINTERS, COMPUTER/NETWORK | -1 | VCH | VGH | WHITE
LC10A3UB | MONITORS, VIDEO | -1 | VCH | VGH | BLUE
LC13S1US | MONITORS, VIDEO | -1 | VCH | VGH | BLUE
LC15EIU | MONITORS, VIDEO | -1 | VCH | VGH | BLUE
LC15S1E | MONITORS, VIDEO | -1 | VCH | VGH | BLUE
LCD1830 | MONITORS, VIDEO | -1 | VCH | VGH | BLUE
LCD1960NXI | MONITORS, VIDEO | -2 | VCH | SH | LGH
LCD1980SXI | MONITORS, VIDEO | -1 | VCH | VGH | WHITE
LEEPSYS1000 | ELECTROSURGICAL UNITS, MONOPOLAR/BIPOLAR | -1 | VCH | SH | LGH
LIFEPAK12 | DEFIBRILLATOR/PACEMAKERS, EXTERNAL | -1 | VCH | BCGH | LGH
LMB304 | RADIOMETERS, ULTRAVIOLET | -1 | VCH | SH | LGH
LMD2140MD | MONITORS, VIDEO | -1 | VCH | VGH | BLUE
LS100 | LIGHTS, EXAMINATION | -1 | VCH | RH | RH
LS135 | LIGHTS, EXAMINATION | -1 | VCH | RH | RH
LY101UAABC | SCANNING SYSTEMS, ULTRASONIC, GENERAL-PURPOSE | -1 | VCH | RH | RH
M1001A | PHYSIOLOGIC MONITOR MODULES, ELECTROCARDIOGRAPHY | -3 | VCH | PRGH | LGH
M1002A | PHYSIOLOGIC MONITOR MODULES, ELECTROCARDIOGRAPHY | -3 | VCH | RH | RH
M1002B | PHYSIOLOGIC MONITOR MODULES, ELECTROCARDIOGRAPHY | -1 | VCH | RH | RH
M1002B | PHYSIOLOGIC MONITOR MODULES, ELECTROCARDIOGRAPHY | -4 | VCH | VGH | GREEN
M1006A | PHYSIOLOGIC MONITOR MODULES, INVASIVE BLOOD PRESSURE | -1 | VCH | VGH | GREEN
M1006B | PHYSIOLOGIC MONITOR MODULES, INVASIVE BLOOD PRESSURE | -4 | VCH | RH | RH
M1006B | PHYSIOLOGIC MONITOR MODULES, INVASIVE BLOOD PRESSURE | -5 | VCH | VGH | GREEN
M1008A | PHYSIOLOGIC MONITOR MODULES, NONINVASIVE BLOOD PRESSURE | -1 | VCH | RH | RH
M1008B | PHYSIOLOGIC MONITOR MODULES, NONINVASIVE BLOOD PRESSURE | -3 | VCH | PRGH | LGH
M1008B | PHYSIOLOGIC MONITOR MODULES, NONINVASIVE BLOOD PRESSURE | -2 | VCH | RH | RH
M1008B | PHYSIOLOGIC MONITOR MODULES, NONINVASIVE BLOOD PRESSURE | -5 | VCH | VGH | GREEN
M1020A | PHYSIOLOGIC MONITOR MODULES, PULSE OXIMETRY | -3 | VCH | PRGH | LGH
M1020A | PHYSIOLOGIC MONITOR MODULES, PULSE OXIMETRY | -5 | VCH | RH | RH
M1020A | PHYSIOLOGIC MONITOR MODULES, PULSE OXIMETRY | -2 | VCH | VGH | GREEN
M1029A | PHYSIOLOGIC MONITOR MODULES, TEMPERATURE | -7 | VCH | VGH | GREEN
M1041A | PHYSIOLOGIC MONITOR MODULE HOUSINGS | -3 | VCH | RH | RH
M1041A | PHYSIOLOGIC MONITOR MODULE HOUSINGS | -7 | VCH | VGH | GREEN
M10600 | OXYGEN CONCENTRATORS | -1 | VCH | SH | LGH
M10600 | OXYGEN CONCENTRATORS | -1 | VCH | VGH | GREEN
M1116B | RECORDERS, GRAPHIC | -2 | VCH | PRGH | LGH
M1116B | RECORDERS, GRAPHIC | -14 | VCH | RH | RH
M1116B | RECORDERS, GRAPHIC | -12 | VCH | VGH | GREEN
M1204A | MONITORS, PHYSIOLOGIC, MULTIPURPOSE, BEDSIDE | -5 | VCH | PRGH | LGH
M1204A | MONITORS, PHYSIOLOGIC, MULTIPURPOSE, BEDSIDE | -3 | VCH | RH | RH
M1204A | MONITORS, PHYSIOLOGIC, MULTIPURPOSE, BEDSIDE | -4 | VCH | VGH | GREEN
M1275A | MONITORS, PHYSIOLOGIC, MULTIPURPOSE, BEDSIDE | -1 | VCH | RH | RH
M1275A | MONITORS, PHYSIOLOGIC, MULTIPURPOSE, BEDSIDE | -2 | VCH | UBC | UBC
M1276A | PHYSIOLOGIC MONITOR MODULE HOUSINGS | -1 | VCH | RH | RH
M1350A | MONITORS, BEDSIDE, FETAL | -1 | VCH | PRGH | LGH
M1350B | MONITORS, BEDSIDE, FETAL | -2 | VCH | RH | RH
M1355A | TRANSDUCERS, FETAL MONITORING | -19 | VCH | RH | RH
M1356A | TRANSDUCERS, FETAL MONITORING | -17 | VCH | RH | RH
M1364A | PHYSIOLOGIC MONITOR MODULES, ELECTROCARDIOGRAPHY | -7 | VCH | RH | RH
M1382D | INFORMATION SYSTEMS, DATA MANAGEMENT, OBSTETRIC | -2 | VCH | RH | RH
M1750A | (Retired Sub Cat) CABLES/LEADS, DEFIBRILLATOR | -1 | VCH | VGH | RED
M3001A | PHYSIOLOGIC MONITOR MODULES, MULTIPARAMETER | -16 | VCH | RH | RH
M3001A | PHYSIOLOGIC MONITOR MODULES, MULTIPARAMETER | -3 | VCH | VGH | GREEN
M3015A | PHYSIOLOGIC MONITOR MODULES, EXHALED CARBON DIOXIDE | -1 | VCH | PRGH | LGH
M3163A | MONITORS, VIDEO | -1 | VCH | PRGH | LGH
M3376A | PRINTERS, COMPUTER/NETWORK | -1 | VCH | VGH | WHITE
M3535A | DEFIBRILLATOR/PACEMAKERS, EXTERNAL | -1 | VCH | RH | RH
M4605A | BATTERIES, CRITICAL DEVICE, 1 YEAR PM | -4 | VCH | UBC | UBC
M4735A | DEFIBRILLATOR/PACEMAKERS, EXTERNAL | -1 | VCH | RH | RH
M600 | OXYGEN CONCENTRATORS | -2 | VCH | LGH | LGH
M600 | OXYGEN CONCENTRATORS | -3 | VCH | SH | LGH
M600 | OXYGEN CONCENTRATORS | -1 | VCH | VGH | GREEN
M8002A | MONITORS, PHYSIOLOGIC, MULTIPURPOSE, BEDSIDE | -1 | VCH | VGH | GREEN
M8260027 | NEGATIVE-PRESSURE WOUND THERAPY SYSTEMS | -1 | VCH | VGH | GREEN
MAC5000 | ELECTROCARDIOGRAPHS, MULTICHANNEL | -1 | VCH | PRGH | LGH
MAC5500 | ELECTROCARDIOGRAPHS, MULTICHANNEL | -2 | VCH | LGH | LGH
MAC5500 | ELECTROCARDIOGRAPHS, MULTICHANNEL | -1 | VCH | SGH | LGH
MACLABREVIEW | REVIEW STATIONS, CARDIOLOGY, HEMODYNAMIC | -1 | VCH | VGH | WHITE
MAJ1236 | ENDOSCOPE/CAMERA ADAPTERS | -1 | VCH | VGH | BLUE
MARSCLIENT | REVIEW STATIONS, CARDIOLOGY, ELECTROCARDIOGRAPHY | -1 | VCH | VGH | WHITE
ME706 | ULTRASOUND THERAPY SYSTEMS, PHYSICAL THERAPY | -1 | VCH | SH | LGH
MEDALLION850 | REFRIGERATORS, LABORATORY | -1 | VCH | VGH | WHITE
MEDTRONICSTIMUATOR | STIMULATORS, ELECTRICAL, NEUROMUSCULAR | -1 | VCH | SH | LGH
MENTROPY | PHYSIOLOGIC MONITOR MODULES, ELECTROENCEPHALOGRAPHY | -2 | VCH | LGH | LGH
MGAIR | PHYSIOLOGIC MONITOR MODULES, EXHALED CARBON DIOXIDE | -1 | VCH | VGH | BLUE
MHM1 | OXIMETERS, INTRAVASCULAR | -2 | VCH | VGH | BLUE
MICROSTIMDB3 | STIMULATORS, ELECTRICAL, NEUROMUSCULAR | -1 | VCH | VGH | BLUE
MILLENIUMPRINTER | PRINTERS, COMPUTER/NETWORK | -2 | VCH | VGH | WHITE
ML2000 | MICROSCOPES, LIGHT, LABORATORY | -1 | VCH | VGH | RED
MNIBP | PHYSIOLOGIC MONITOR MODULES, NONINVASIVE BLOOD PRESSURE | -1 | VCH | VGH | BLUE
MNSAT | PHYSIOLOGIC MONITOR MODULES, PULSE OXIMETRY | -1 | VCH | SH | LGH
MODELS | DERMATOMES | -1 | VCH | VGH | RED
MOTICAM1000 | CAMERAS, VIDEO | -2 | VCH | VGH | RED
MOTOMEDVIVA | EXERCISERS, CONTINUOUS PASSIVE MOTION | -1 | VCH | VGH | BLUE
MP100 | INFUSION PUMPS, MULTITHERAPY, SYRINGE | -1 | VCH | VGH | GREEN
MPS450 | SIMULATORS, MULTIPARAMETER | -1 | VCH | VGH | BLUE
MR410 | HUMIDIFIERS, ARTIFICIAL AIRWAY, HEATED | -1 | VCH | GPC | GREEN
MREC | RECORDERS, GRAPHIC | -1 | VCH | PRGH | LGH
MSERIES | DEFIBRILLATOR/PACEMAKERS, EXTERNAL | -1 | VCH | VGH | GREEN
MTA6900 | WARMING/COOLING UNITS, PATIENT, CIRCULATING-LIQUID | -2 | VCH | RH | RH
MTCXIIUL | WARMING UNITS, PATIENT, RADIANT | -1 | VCH | VGH | GREEN
MULTISTIMVARIO | STIMULATORS, ELECTRICAL, PERIPHERAL NERVE, BLOCK MONITORING | -1 | VCH | VGH | BLUE
MUSE | INFORMATION SYSTEMS, DATA MANAGEMENT, CARDIOLOGY | -1 | VCH | VGH | WHITE
MX300I | MONITORS, PHYSIOLOGIC, RESPIRATION, RESPIRATORY GAS, INSPIRED OXYGEN, BEDSIDE/INTRAOPERATIVE | -1 | VCH | VGH | GREEN
MX4024 | MONITORS, PHYSIOLOGIC, MULTIPURPOSE, TELEMETRIC | -1 | VCH | RH | RH
Microloop | SPIROMETERS, DIAGNOSTIC | -1 | VCH | PRGH | LGH
N22104A | PRINTERS, COMPUTER/NETWORK | -1 | VCH | VGH | BLUE
N600X | OXIMETERS, PULSE | -3 | VCH | GPC | GREEN
N600X | OXIMETERS, PULSE | -1 | VCH | VGH | BLUE
N600X | OXIMETERS, PULSE | -2 | VCH | VGH | GREEN
N65 | OXIMETERS, PULSE | -1 | VCH | SH | LGH
N65 | OXIMETERS, PULSE | -3 | VCH | VGH | GREEN
N85 | CAPNOMETERS | -5 | VCH | VGH | GREEN
N85 | CAPNOMETERS | -1 | VCH | VGH | RED
NEUROSENSE | MONITORS, PHYSIOLOGIC, ELECTROENCEPHALOGRAPHY, TELEMETRIC | -3 | VCH | VGH | BLUE
NEUROWORKS8 | SOFTWARE, PHYSIOLOGIC RECORDING, ELECTROENCEPHALOGRAPHY | -1 | VCH | LGH | LGH
NICO | MONITORS, PHYSIOLOGIC, CARDIAC OUTPUT, BEDSIDE | -1 | VCH | VGH | BLUE
NORAALUIL | LIFTS, PATIENT TRANSFER | -1 | VCH | UBC | UBC
NPB295 | OXIMETERS, PULSE | -1 | VCH | VGH | BLUE
NPB295 | OXIMETERS, PULSE | -3 | VCH | VGH | GREEN
NS237 | ELECTROSURGICAL UNITS, MONOPOLAR/BIPOLAR | -1 | VCH | UBC | UBC
NS252 | STIMULATORS, ELECTRICAL, PERIPHERAL NERVE, BLOCK MONITORING | -1 | VCH | SH | LGH
NS252 | STIMULATORS, ELECTRICAL, PERIPHERAL NERVE, BLOCK MONITORING | -7 | VCH | VGH | BLUE
O3 | OXIMETERS, CEREBRAL | -1 | VCH | VGH | BLUE
OEMH3246000 | ELECTROMYOGRAPHS | -1 | VCH | RH | RH
OPEROND860 | TABLES, OPERATING | -2 | VCH | VGH | RED
OPTIPLEX745 | COMPUTERS | -2 | VCH | VGH | GREEN
OPTIPLEX780 | (Retired Sub Cat) KEYPADS, COMPUTER/COMPUTERIZED SYSTEM, REMOTE CONTROL | -1 | VCH | VGH | WHITE
OPTIPLEXGX280 | COMPUTERS, PERSONAL | -1 | VCH | VGH | GREEN
OPTIPLEXGX520 | COMPUTERS | -3 | VCH | VGH | GREEN
OPTRAS1855 | PRINTERS, COMPUTER/NETWORK | -1 | VCH | VGH | WHITE
OSMO1 | OSMOMETERS, FREEZING POINT | -1 | VCH | VGH | WHITE
OTVS4 | IMAGE PROCESSORS, VIDEO | -1 | VCH | VGH | GREEN
OTVS7V | IMAGE PROCESSORS, VIDEO, ENDOSCOPY | -1 | VCH | VGH | BLUE
P02976 | SCANNING SYSTEMS, ULTRASONIC, POINT OF CARE | -2 | VCH | RH | RH
P02976 | SCANNING SYSTEMS, ULTRASONIC, POINT OF CARE | -2 | VCH | VGH | BLUE
P0476403 | PROBES, ULTRASONIC, POINT OF CARE | -1 | VCH | VGH | BLUE
P05964 | DOCK/BATTERY CHARGERS | -1 | VCH | VGH | GREEN
P06073 | PROBES, ULTRASONIC, POINT OF CARE | -1 | VCH | VGH | GREEN
P07103 | SCANNING SYSTEMS, ULTRASONIC, POINT OF CARE | -2 | VCH | VGH | GREEN
P10410 | DOCK/BATTERY CHARGERS | -1 | VCH | VGH | BLUE
P11111 | SCANNING SYSTEMS, ULTRASONIC, POINT OF CARE | -1 | VCH | VGH | BLUE
P11111 | SCANNING SYSTEMS, ULTRASONIC, POINT OF CARE | -1 | VCH | VGH | GREEN
P1500012 | SCANNING SYSTEMS, ULTRASONIC, POINT OF CARE | -1 | VCH | VGH | BLUE
P2088312 | SCANNING SYSTEMS, ULTRASONIC, POINT OF CARE | -1 | VCH | VGH | GREEN
PACEARTSOFTWARE | INFORMATION SYSTEMS, DATA MANAGEMENT, CARDIOLOGY, ELECTROCARDIOGRAPHY | -11 | VCH | VGH | WHITE
PC9001 | IMAGE PROCESSORS, VIDEO, ENDOSCOPY | -2 | VCH | VGH | RED
PC9002 | CAMERAS, VIDEO, ENDOSCOPE | -2 | VCH | VGH | RED
PCFH180AL | COLONOSCOPES, VIDEO | -1 | VCH | RH | RH
PCFH180AL | COLONOSCOPES, VIDEO | -4 | VCH | VGH | GREEN
PCPRINTER70 | PRINTERS, COMPUTER/NETWORK | -1 | VCH | VGH | WHITE
PLUS8 | STIMULATORS, ELECTRICAL, NEUROMUSCULAR | -1 | VCH | SH | LGH
PM50 | OXIMETERS, PULSE | -1 | VCH | LGH | LGH
POWERBASE | TESTER/CHARGERS, BATTERY | -1 | VCH | VGH | GREEN
PR9100 | PRINTERS, COMPUTER/NETWORK | -1 | VCH | VGH | WHITE
PRISMAFLEX | HEMODIALYSIS UNITS, RENAL, CONTINUOUS REPLACEMENT THERAPY | -1 | VCH | VGH | GREEN
PRN50M | RECORDERS, GRAPHIC | -5 | VCH | VGH | BLUE
PRN50M | RECORDERS, GRAPHIC | -4 | VCH | VGH | GREEN
PRO2000 | ARTHROSCOPIC SHAVER SYSTEMS | -1 | VCH | VGH | GREEN
PRO300 | MONITORS, PHYSIOLOGIC, VITAL SIGNS | -1 | VCH | LGH | LGH
PRO300 | MONITORS, PHYSIOLOGIC, VITAL SIGNS | -1 | VCH | RH | RH
PRO300V2 | MONITORS, PHYSIOLOGIC, VITAL SIGNS | -1 | VCH | LGH | LGH
PRO300V2 | MONITORS, PHYSIOLOGIC, VITAL SIGNS | -4 | VCH | RH | RH
PRO300V2 | MONITORS, PHYSIOLOGIC, VITAL SIGNS | -1 | VCH | VGH | WHITE
PRO400 | MONITORS, PHYSIOLOGIC, VITAL SIGNS | -2 | VCH | PRGH | LGH
PRO400V2 | MONITORS, PHYSIOLOGIC, VITAL SIGNS | -1 | VCH | VGH | GREEN
PRO400V2 | MONITORS, PHYSIOLOGIC, VITAL SIGNS | -1 | VCH | VGH | WHITE
PROCARE400N | MONITORS, PHYSIOLOGIC, VITAL SIGNS | -2 | VCH | VGH | GREEN
PTUMK5 | STIMULATORS, ELECTRICAL, NEUROMUSCULAR | -1 | VCH | SH | LGH
PVM1342Q | MONITORS, VIDEO | -1 | VCH | VGH | GREEN
PVM20L2MD | MONITORS, VIDEO | -1 | VCH | SH | LGH
PVM20M2MDU | MONITORS, VIDEO | -1 | VCH | SH | LGH
PVV45245K | RECORDERS, VIDEO, TAPE | -1 | VCH | VGH | GREEN
PW5115750 | POWER SYSTEMS, ELECTRICAL, UNINTERRUPTIBLE | -1 | VCH | SGH | LGH
R203P05001 | COMPRESSED GAS PROPORTIONERS, OXYGEN-AIR, INTEGRATED O2 METER | -1 | VCH | VGH | GREEN
RAD8 | OXIMETERS, PULSE | -3 | VCH | SH | LGH
READYBOX | WARMING UNITS, CONTRAST MEDIA | -1 | VCH | UBC | UBC
READYBOX | WARMING UNITS, CONTRAST MEDIA | -1 | VCH | VGH | GREEN
RETIGA1300 | CAMERAS, VIDEO | -2 | VCH | VGH | RED
RMOS561 | RECORDERS, VIDEO, MAGNETO-OPTICAL DISK | -1 | VCH | VGH | BLUE
S3BASESTATION | HEART-LUNG BYPASS UNITS | -1 | VCH | VGH | RED
S3CARDIOPLEGIA | MODULES, CARDIOPLEGIA SENSOR | -1 | VCH | VGH | RED
S3CHARGER | TESTER/CHARGERS, BATTERY | -2 | VCH | VGH | RED
S3DISPLAYCONTROL | MODULES, CONTROL/DISPLAY, HEART LUNG | -1 | VCH | VGH | RED
S3LEVELSENSOR | MODULES, LEVEL SENSOR | -1 | VCH | VGH | RED
S3MDM | MODULES, CONTROL/DISPLAY, HEART LUNG | -1 | VCH | VGH | RED
S3MULTIGAS | MONITORS, COMPRESSED AIR/GAS, MULTIGAS | -2 | VCH | VGH | RED
S3PRESSURE | MODULES, PRESSURE, HEART LUNG | -1 | VCH | VGH | RED
S3PUMP | PUMPS, EXTRACORPOREAL PERFUSION | -3 | VCH | VGH | RED
S3PUMPDOUBLE | PUMPS, EXTRACORPOREAL PERFUSION | -1 | VCH | VGH | RED
S3TEMPERATURE | MODULES, TEMPERATURE, HEART LUNG | -1 | VCH | VGH | RED
SA4224 | PROBES, ULTRASONIC, GENERAL | -1 | VCH | SH | LGH
SAM | PHYSIOLOGIC MONITOR MODULES, ANESTHETIC GAS | -2 | VCH | UBC | UBC
SC1 | ELECTROMYOGRAPHS | -1 | VCH | RH | RH
SCDEXPRESS | CIRCULATORY ASSIST UNITS, PERIPHERAL COMPRESSION | -3 | VCH | LGH | LGH
SCDEXPRESS | CIRCULATORY ASSIST UNITS, PERIPHERAL COMPRESSION | -1 | VCH | PRGH | LGH
SCDEXPRESS | CIRCULATORY ASSIST UNITS, PERIPHERAL COMPRESSION | -1 | VCH | RH | RH
SCDEXPRESS | CIRCULATORY ASSIST UNITS, PERIPHERAL COMPRESSION | -6 | VCH | UBC | UBC
SDV383SC | DIGITIZER/RECORDERS, VIDEO | -7 | VCH | VGH | WHITE
SE3690 | SMOKE EVACUATION SYSTEMS, SURGICAL | -14 | VCH | UBC | UBC
SEERLIGHT | ELECTROCARDIOGRAPHS, AMBULATORY, CONTINUOUS | -1 | VCH | RH | RH
SEERLIGHT | ELECTROCARDIOGRAPHS, AMBULATORY, CONTINUOUS | -1 | VCH | SGH | LGH
SEERLIGHTEXTEND | ELECTROCARDIOGRAPHS, AMBULATORY, CONTINUOUS | -1 | VCH | LGH | LGH
SEERLTXXX | ELECTROCARDIOGRAPHS, AMBULATORY, CONTINUOUS | -1 | VCH | PRGH | LGH
SEERLTXXX | ELECTROCARDIOGRAPHS, AMBULATORY, CONTINUOUS | -1 | VCH | RH | RH
SENSITEST | TESTERS, PULSE OXIMETRY MONITOR | -2 | VCH | LGH | LGH
SENSITEST | TESTERS, PULSE OXIMETRY MONITOR | -1 | VCH | RH | RH
SL115D26599 | SLIT LAMPS | -1 | VCH | UBC | UBC
SMART500RT1U | POWER SYSTEMS, ELECTRICAL, UNINTERRUPTIBLE | -1 | VCH | RH | RH
SMARTABLATERFGENERATOR | RADIOFREQUENCY THERAPY SYSTEMS, TISSUE ABLATION | -1 | VCH | VGH | WHITE
SMARTPACAC | POWER SUPPLIES | -1 | VCH | VGH | BLUE
SMARTUPS700 | POWER SYSTEMS, ELECTRICAL, UNINTERRUPTIBLE | -1 | VCH | SGH | LGH
SOLAR8000I | MONITORS, PHYSIOLOGIC, MULTIPURPOSE, BEDSIDE | -1 | VCH | VGH | GREEN
SOLAR8000M | MONITORS, PHYSIOLOGIC, MULTIPURPOSE, BEDSIDE | -33 | VCH | VGH | WHITE
SOLARSV | OXYGEN CONCENTRATORS | -2 | VCH | PRGH | LGH
SONYVIDEOMONITOR | MONITORS, VIDEO | -1 | VCH | VGH | GREEN
SPACUPGD | MONITORS, PHYSIOLOGIC, VITAL SIGNS | -1 | VCH | VGH | BLUE
SPECTRATHERM | WARMING UNITS, BLOOD/INTRAVENOUS SOLUTION | -1 | VCH | VGH | WHITE
SPIDER | DISTRACTORS, SURGICAL | -1 | VCH | LGH | LGH
ST5005 | SCALES, PATIENT, FLOOR | -1 | VCH | RWLM | LGH
STIMUPLEXDIG | STIMULATORS, ELECTRICAL, PERIPHERAL NERVE, ANALGESIC, TRANSCUTANEOUS | -2 | VCH | VGH | BLUE
SURVIVORLED | LIGHTS, EXAMINATION | -1 | VCH | VGH | BLUE
Sunstimpro | STIMULATORS, ELECTRICAL, NEUROMUSCULAR | -1 | VCH | VGH | BLUE
TC201 | IMAGE PROCESSORS, VIDEO, ENDOSCOPY | -1 | VCH | VGH | RED
TD100 | DISINFECTORS, LIQUID GERMICIDE, TRANSESOPHAGEAL ECHOCARDIOGRAPHY PROBE | -1 | VCH | VGH | BLUE
TED200 | MONITORS, PHYSIOLOGIC, RESPIRATION, RESPIRATORY GAS, INSPIRED OXYGEN, BEDSIDE/INTRAOPERATIVE | -1 | VCH | UBC | UBC
TED200 | MONITORS, PHYSIOLOGIC, RESPIRATION, RESPIRATORY GAS, INSPIRED OXYGEN, BEDSIDE/INTRAOPERATIVE | -1 | VCH | VGH | GREEN
TED200T | MONITORS, PHYSIOLOGIC, RESPIRATION, RESPIRATORY GAS, INSPIRED OXYGEN, BEDSIDE/INTRAOPERATIVE | -1 | VCH | VGH | GREEN
TED60T | MONITORS, PHYSIOLOGIC, RESPIRATION, RESPIRATORY GAS, INSPIRED OXYGEN, BEDSIDE/INTRAOPERATIVE | -1 | VCH | VGH | BLUE
TELEHEART | INFORMATION SYSTEMS, DATA MANAGEMENT, CARDIOLOGY | -1 | VCH | VGH | WHITE
TR6002 | INFORMATION SYSTEMS, DATA MANAGEMENT, CARDIOLOGY, ELECTROCARDIOGRAPHY | -9 | VCH | VGH | WHITE
TR608 | MONITORS, PHYSIOLOGIC, MULTIPURPOSE, TELEMETRIC | -1 | VCH | VGH | WHITE
TRAM450SL | PHYSIOLOGIC MONITOR MODULES, MULTIPARAMETER | -15 | VCH | VGH | WHITE
TRAMRAC2 | PHYSIOLOGIC MONITOR MODULE HOUSINGS | -4 | VCH | VGH | WHITE
TRAMRAC2A | PHYSIOLOGIC MONITOR MODULE HOUSINGS | -4 | VCH | UBC | UBC
TRAMRAC2A | PHYSIOLOGIC MONITOR MODULE HOUSINGS | -2 | VCH | VGH | WHITE
TRAMRAC4 | PHYSIOLOGIC MONITOR MODULE HOUSINGS | -1 | VCH | VGH | GREEN
TRAMRAC4A | PHYSIOLOGIC MONITOR MODULE HOUSINGS | -17 | VCH | VGH | WHITE
TRANSPORTPRO | MONITORS, PHYSIOLOGIC, MULTIPURPOSE, BEDSIDE | -1 | VCH | VGH | GREEN
TRANSPORTPRO | MONITORS, PHYSIOLOGIC, MULTIPURPOSE, BEDSIDE | -4 | VCH | VGH | WHITE
TRANSPORTPROPOWER | POWER SUPPLIES | -1 | VCH | VGH | BLUE
UC1221 | REFRIGERATORS, LABORATORY | -2 | VCH | VGH | WHITE
ULM615 | ELECTRICAL EXTENSION CORDS, MULTIOUTLET | -1 | VCH | VGH | BLUE
ULT800 | TESTERS, ELECTRICAL SAFETY | -1 | VCH | VGH | BLUE
ULT800 | TESTERS, ELECTRICAL SAFETY | -1 | VCH | VGH | WHITE
UP2900MD | PRINTERS, VIDEO | -1 | VCH | VGH | GREEN
UP2900MD | PRINTERS, VIDEO | -1 | VCH | VGH | RED
URFP3 | URETEROSCOPES, FLEXIBLE | -1 | VCH | VGH | GREEN
USE1503A | MONITORS, VIDEO | -4 | VCH | VGH | WHITE
V552 | MONITORS, VIDEO | -2 | VCH | VGH | RED
VA703B | MONITORS, VIDEO | -1 | VCH | VGH | WHITE
VACATS | NEGATIVE-PRESSURE WOUND THERAPY SYSTEMS | -1 | VCH | VGH | GREEN
VACULTA | NEGATIVE-PRESSURE WOUND THERAPY SYSTEMS | -1 | VCH | VGH | WHITE
VARISTAINGEMINI | SLIDE STAINERS | -2 | VCH | VGH | WHITE
VBEAM | LASERS, DYE | -1 | VCH | VGH | GREEN
VECTRA | COMPUTERS, PERSONAL | -2 | VCH | VGH | WHITE
VIGILANCE | MONITORS, PHYSIOLOGIC, CARDIAC OUTPUT, BEDSIDE | -1 | VCH | VGH | BLUE
VISIONAIRE | OXYGEN CONCENTRATORS | -1 | VCH | LGH | LGH
VLCD12TV | MONITORS, VIDEO | -1 | VCH | VGH | WHITE
VOSTRA1510 | CALIBRATORS | -1 | VCH | VGH | GREEN
VP131 | TESTER/CHARGERS, BATTERY | -1 | VCH | VGH | GREEN
VS10 | STIMULATORS, ELECTRICAL, NEUROMUSCULAR | -1 | VCH | SH | LGH
VV120 | SMOKE EVACUATION SYSTEMS, SURGICAL | -1 | VCH | VGH | RED
WHIRLPOOL | REFRIGERATORS, LABORATORY | -1 | VCH | VGH | WHITE
WINSTATION5000 | INFORMATION SYSTEMS, DATA MANAGEMENT, OPHTHALMOLOGY | -5 | VCH | VGH | WHITE
WM60 | CARTS, STORAGE/TRANSPORT, SURGICAL INSTRUMENT | -1 | VCH | VGH | GREEN
WSZ112M | POWER SUPPLIES | -26 | VCH | VGH | BLUE
WSZ191M | POWER SUPPLIES | -4 | VCH | VGH | BLUE
WinstationXP | IMAGE DIGITIZATION SYSTEMS, OPHTHALMIC | -1 | VCH | VGH | WHITE
X7000 | LIGHT SOURCES, ENDOSCOPE | -1 | VCH | SH | LGH
X8000 | LIGHT SOURCES, ENDOSCOPE | -1 | VCH | UBC | UBC
XLS | LIGHT SOURCES, ENDOSCOPE | -1 | VCH | VGH | GREEN
ZBN20Z27FKC1 | CAMERAS, VIDEO | -1 | VCH | RH | RH

## Assets List
Asset Description
AIRWAY CLEARANCE UNITS, HIGH-FREQUENCY CHEST WALL OSCILLATION
AIRWAY CLEARANCE UNITS, INSUFFLATION/EXSUFFLATION
ALARMS, ARTIFICIAL AIRWAY PRESSURE
ALARMS, OCCUPANCY, BED
ALARMS, OCCUPANCY, CHAIR/WHEELCHAIR
ALARMS, PHYSIOLOGIC MONITORING SYSTEM, REMOTE
AMALGAMATORS
ANALGESIA UNITS, INHALATION
ANALYZER, LAB PROTEIN (PROTEIN CHIP SYS)
ANALYZERS, BIOLOGICAL LIQUID
ANALYZERS, ENVIRONMENTAL/GAS SYSTEM
ANALYZERS, LABORATORY, BLOOD GAS
ANALYZERS, LABORATORY, BODY FLUID, CALCIUM
ANALYZERS, LABORATORY, BODY FLUID, CHLORIDE
ANALYZERS, LABORATORY, BODY FLUID, LACTATE
ANALYZERS, LABORATORY, BREATH, CARBON DIOXIDE
ANALYZERS, LABORATORY, CLINICAL CHEMISTRY
ANALYZERS, LABORATORY, CLINICAL CHEMISTRY, AUTOMATED, DISCRETE
ANALYZERS, LABORATORY, CLINICAL CHEMISTRY/IMMUNOASSAY
ANALYZERS, LABORATORY, HEMATOLOGY, BLOOD GROUPING, AUTOMATED
ANALYZERS, LABORATORY, HEMATOLOGY, CELL COUNTING, AUTOMATED
ANALYZERS, LABORATORY, HEMATOLOGY, COAGULATION
ANALYZERS, LABORATORY, HEMATOLOGY, COAGULATION, AUTOMATED
ANALYZERS, LABORATORY, HEMATOLOGY, ERYTHROCYTE SEDIMENTATION RATE
ANALYZERS, LABORATORY, HEMATOLOGY, HEMOGLOBIN
ANALYZERS, LABORATORY, HEMATOLOGY, PLATELET AGGREGATION
ANALYZERS, LABORATORY, IMMUNOASSAY
ANALYZERS, LABORATORY, IMMUNOASSAY, FLUORIMETRIC
ANALYZERS, LABORATORY, IMMUNOASSAY, PHOTOMETRIC, ENZYME (EIA)
ANALYZERS, LABORATORY, IMMUNOASSAY, PHOTOMETRIC, MICROPLATE READING
ANALYZERS, LABORATORY, MICROBIOLOGY, BLOOD CULTURE, AUTOMATED
ANALYZERS, LABORATORY, MICROBIOLOGY, SUSCEPTIBILITY, AUTOMATED
ANALYZERS, LABORATORY, MOLECULAR ASSAY
ANALYZERS, LABORATORY, URINE, AUTOMATED
ANALYZERS, LABORATORY, URINE, SEMIAUTOMATED
ANALYZERS, PHYSIOLOGIC, BODY COMPOSITION
ANALYZERS, PHYSIOLOGIC, BODY PRESSURE DISTRIBUTION
ANALYZERS, PHYSIOLOGIC, METABOLIC RATE, OXYGEN/CARBON DIOXIDE BASED
ANALYZERS, PHYSIOLOGIC, METABOLIC RATE, OXYGEN/CARBON DIOXIDE BASED, STRESS EXERCISE
ANALYZERS, PHYSIOLOGIC, MIDDLE EAR
ANALYZERS, PHYSIOLOGIC, MIDDLE EAR, ACOUSTIC REFLECTOMETRY
ANALYZERS, PHYSIOLOGIC, MIDDLE EAR, IMPEDANCE TYMPANOMETRY
ANALYZERS, PHYSIOLOGIC, NEUROMUSCULAR FUNCTION, GAIT
ANALYZERS, PHYSIOLOGIC, NEUROMUSCULAR FUNCTION, POSTUROGRAPHIC
ANALYZERS, PHYSIOLOGIC, PERISTALTIC MOTILITY, COLON/RECTUM
ANALYZERS, PHYSIOLOGIC, PERISTALTIC MOTILITY, ESOPHAGEAL
ANALYZERS, PHYSIOLOGIC, RESPIRATORY FUNCTION MECHANICS, ADULT
ANALYZERS, PHYSIOLOGIC, RESPIRATORY FUNCTION MECHANICS, NEONATAL/PEDIATRIC
ANALYZERS, PHYSIOLOGIC, SOMNOGRAPHY
ANALYZERS, PHYSIOLOGIC, VISUAL FUNCTION
ANALYZERS, PHYSIOLOGIC, VISUAL FUNCTION, EYE MOVEMENT
ANALYZERS, POINT-OF-CARE, BREATH, ALCOHOL
ANALYZERS, POINT-OF-CARE, BREATH, CARBON MONOXIDE
ANALYZERS, POINT-OF-CARE, BREATH, NITRIC OXIDE
ANALYZERS, POINT-OF-CARE, SWEAT ELECTROLYTE
ANALYZERS, POINT-OF-CARE, WHOLE BLOOD, COAGULATION
ANALYZERS, POINT-OF-CARE, WHOLE BLOOD, GAS/PH
ANALYZERS, POINT-OF-CARE, WHOLE BLOOD, GLUCOSE
ANALYZERS, POINT-OF-CARE, WHOLE BLOOD, HEMATOLOGY
ANALYZERS, POINT-OF-CARE, WHOLE BLOOD, MULTIANALYTE
ANALYZERS, SPECTRUM
ANESTHESIA UNIT CASSETTS
ANESTHESIA UNIT VAPORIZERS
ANESTHESIA UNITS
ANGIOPLASTY SYSTEMS
ANGIOPLASTY SYSTEMS, ATHERECTOMY
ANOSCOPES
ANTENNAE
APHERESIS UNITS, THERAPEUTIC
APHERESIS UNITS, THERAPEUTIC, PHOTOTHERAPY
ARTHROSCOPES
ARTHROSCOPIC SHAVER SYSTEMS
ASPIRATOR/IRRIGATORS
ASPIRATOR/IRRIGATORS, ENDOSCOPY
ASPIRATOR/IRRIGATORS, GASTRIC
ASPIRATOR/IRRIGATORS, SURGICAL
ASPIRATOR/IRRIGATORS, SURGICAL, ULTRASONIC
ASPIRATORS, AIRWAY
ASPIRATORS, AIRWAY, CRITICAL
ASPIRATORS, AUTOPSY
ASPIRATORS, BREAST
ASPIRATORS, SURGICAL
ASPIRATORS, SURGICAL, LIPOSUCTION
ASPIRATORS, UTERINE
AUDIO VIDEO EQUIPMENT
AUDIOMETERS
AUDITORY FUNCTION SCREENING DEVICES
AUDITORY FUNCTION SCREENING DEVICES, NEWBORN
AUTOMATION SYSTEMS, LABORATORY
AUTOMATION SYSTEMS, MEDICATION DISPENSING, CLINICAL PHARMACY
AUTOMATION SYSTEMS, MEDICATION DISPENSING, DECENTRALIZED
AUTOMATION SYSTEMS, OPERATING ROOM
AUTOTRANSFUSION UNITS, BLOOD PROCESSING
BASSINETS
BATHS, PARAFFIN, PHYSICAL THERAPY
BATHS, TISSUE FLOTATION
BATHS, WATER
BATHS, WATER, MOLDED PLASTIC SPLINT
BATHS, WATER, PLASMA-THAWING
BATHS, WHIRLPOOL
BATTERIES, CRITICAL DEVICE, 1 YEAR PM
BATTERIES, CRITICAL DEVICE, 6 MONTHS PM
BEDS, ELECTRIC
BEDS, ELECTRIC, BIRTHING
BEDS, ELECTRIC, FLOTATION THERAPY
BEDS, ELECTRIC, VERTICAL TILTING
BEDS, MECHANICAL
BILIRUBINOMETERS
BILIRUBINOMETERS, CUTANEOUS
BIOFEEDBACK SYSTEMS
BIOPSY GUNS
BREATHING CIRCUITS, ANESTHESIA
BRONCHOSCOPES, FLEXIBLE
BRONCHOSCOPES, FLEXIBLE, ULTRASOUND
BRONCHOSCOPES, FLEXIBLE, VIDEO
BRONCHOSCOPES, RIGID
BUNSEN BURNERS
CABINETS, BIOLOGICAL SAFETY
CABINETS, STORAGE, INSTRUMENT
CALIBRATORS
CALIBRATORS, PIPETTE
CALIBRATORS, POSITIVE PRESSURE AIRWAY UNIT, TITRATION
CALIBRATORS, RADIOPHARMACEUTICAL
CAMERAS
CAMERAS, PHOTOGRAPHIC, MICROSCOPE
CAMERAS, PHOTOGRAPHIC, MULTI-IMAGE
CAMERAS, PHOTOGRAPHIC, OPHTHALMIC
CAMERAS, VIDEO
CAMERAS, VIDEO, ENDOSCOPE
CAMERAS, VIDEO, SURGICAL
CAPNOMETERS
CARTS, CENTRAL SUPPLY, MEDICATION
CARTS, COMPUTER/VIDEO MONITOR
CARTS, OTHER
CARTS, STORAGE/TRANSPORT, ELECTROMECHANICAL/ELECTRONIC INSTRUMENT/EQUIPMENT
CARTS, STORAGE/TRANSPORT, SURGICAL INSTRUMENT
CARTS, TREATMENT, RESUSCITATION
CAST CUTTER VACUUMS
CATHETER/STYLET TIP LOCATORS, CENTRAL VENOUS
CATHETERS, ESOPHAGEAL, MANOMETRIC
CELL DISRUPTERS, ULTRASONIC
CENTRIFUGES
CENTRIFUGES, TABLETOP, LOW-SPEED, NONREFRIGERATED
CENTRIFUGES, TABLETOP, LOW-SPEED, NONREFRIGERATED, CELL WASHING
CENTRIFUGES, TABLETOP, LOW-SPEED, REFRIGERATED
CHAIRS, DIALYSIS
CHAIRS, EXAMINATION/TREATMENT
CHAIRS, EXAMINATION/TREATMENT, DENTISTRY
CHAIRS, EXAMINATION/TREATMENT, OPHTHALMOLOGY
CHAIRS, EXAMINATION/TREATMENT, OTORHINOLARYNGOLOGY
CHAIRS, SHOWER
CHAMBERS, ISOLATION
CHAMBERS, LABORATORY, MICROARRAY HYBRIDIZATION
CHAMBERS, TREATMENT, HYPERBARIC
CHARTS, EYE
CHOLEDOCHOSCOPES
CHROMATOGRAPHY SYSTEMS, GAS
CHROMATOGRAPHY SYSTEMS, LIQUID, PACKED COLUMN, HIGH-PRESSURE
CIRCULATORY ASSIST UNITS, CARDIAC, INTRA-AORTIC BALLOON
CIRCULATORY ASSIST UNITS, CARDIAC, VENTRICULAR
CIRCULATORY ASSIST UNITS, PERIPHERAL COMPRESSION
CLAMPS, SKULL
CLAMPS, SURGICAL, VASCULAR, ARTERY
CLAMPS, TUBING
CLIPPERS, HAIR, ELECTRIC
COLD COMPRESS/PACK CHILLING UNITS
COLONOSCOPES, VIDEO
COMMUNICATION AIDS
COMMUNICATION AIDS, PATIENT/STAFF
COMMUNICATION AIDS, VOICE SYNTHESIZER
COMPRESSED GAS PROPORTIONERS
COMPRESSED GAS PROPORTIONERS, OXYGEN-AIR, INTEGRATED O2 METER
COMPRESSED GAS PROPORTIONERS, OXYGEN-AIR, MECHANICAL
COMPRESSORS
COMPRESSORS, MEDICAL-AIR
COMPUTER-AIDED DETECTION SYSTEMS, IMAGE, BREAST, MAMMOGRAPHY
COMPUTERS
COMPUTERS, PERSONAL
COMPUTERS, PERSONAL, LAPTOP
CONDENSERS, DENTAL, ENDODONTIC FILLING MATERIAL
CONTROLLERS
CONTROLLERS, AC POWER
CONTROLLERS, ENDOSCOPY, BALLOON
CONTROLLERS, PUMP, HEART LUNG
CONTROLLERS, RF ABLATION
CONTROLLERS, TEMPERATURE, OTHER
CONTROLLERS, VENTILATOR
COOLING UNITS
COUNTERS, COLONY
COUNTERS, GAMMA
COVER SLIPPING MACHINES
CRYOSURGICAL UNITS, GENERAL-PURPOSE
CRYOSURGICAL UNITS, OPHTHALMIC
CUFF INFLATORS
CYSTOSCOPES, FLEXIBLE
CYSTOSCOPES, FLEXIBLE, VIDEO
CYSTOSCOPES, RIGID
CYSTOURETHROSCOPES
CYTOMETERS, AUTOMATED
CYTOMETERS, AUTOMATED, ELECTRICAL IMPEDANCE
CYTOMETERS, MANUAL, DIFFERENTIAL
DATA INTERFACE UNITS
DATA INTERFACE UNITS, PHYSIOLOGIC MONITOR/COMPUTER, TEMPORARY STORAGE
DATA INTERFACE UNITS, PHYSIOLOGIC MONITOR/INFORMATION SYSTEM
DECONTAMINATION UNITS, CHEMICAL NEUTRALIZATION
DEFIBRILLATOR/PACEMAKERS, EXTERNAL
DEFIBRILLATORS, EXTERNAL, AUTOMATED
DENSITOMETERS, BONE, X-RAY
DENSITOMETERS, LABORATORY, SCANNING LIGHT
DENSITOMETERS, X-RAY FILM
DENTAL DELIVERY UNITS
DERMABRASION UNITS
DERMATOMES
DESICCATORS
DETECTORS, AIR BUBBLE/FOAM, HEART-LUNG BYPASS UNIT
DETECTORS, BETA/GAMMA RADIATION
DETECTORS, BLOOD FLOW, ULTRASONIC
DETECTORS, ESOPHAGEAL INTUBATION, EXHALED CARBON DIOXIDE
DETECTORS, FETAL HEART, ULTRASONIC
DETECTORS, LIQUID LEVEL, HEART-LUNG BYPASS UNIT
DETECTORS, X-RAY, DIGITAL RADIOGRAPHY
DIGITIZER/RECORDERS, VIDEO
DIGITIZERS, FILM
DILUTERS
DISINFECTORS, LIQUID GERMICIDE, FLEXIBLE ENDOSCOPE
DISINFECTORS, LIQUID GERMICIDE, TRANSESOPHAGEAL ECHOCARDIOGRAPHY PROBE
DISINFECTORS, VAOR GERMICIDE, ULTRASONIC TRANSDUCER PROBE
DISPENSER/MELTERS, PARAFFIN
DISPENSERS, LABORATORY
DISTRACTORS, SURGICAL
DOCK/BATTERY CHARGERS
DOCUMENT SCANNERS
DRILL BITS, SURGICAL, CRANIOTOMY
DRIVERS, ULTRASONIC PROBE, ENDOSCOPIC
DRYERS
DRYERS, SLIDE
DRYERS, SLIDE, CYTOGENETICS
DRY-PROCESSING IMAGERS
DUODENOSCOPES, VIDEO
DYNAMOMETER EXERCISE SYSTEMS, COMPUTERIZED
DYNAMOMETERS
DYNAMOMETERS, HAND GRIP, HYDRAULIC
DYNAMOMETERS, PINCH FORCE
ELECTRIC SIGNAL AMPLIFIERS
ELECTRIC SIGNAL AMPLIFIERS, AUDIO
ELECTRIC SIGNAL AMPLIFIERS, AUDIO, SPEECH
ELECTRIC SIGNAL AMPLIFIERS, BIOSIGNAL, BRAIN
ELECTRICAL CONDUCTIVITY METERS
ELECTRICAL CONDUCTIVITY METERS, DIALYSATE
ELECTRICAL EXTENSION CORDS, MULTIOUTLET
ELECTRICAL MULTIMETERS
ELECTROCARDIOGRAPHS, AMBULATORY, CONTINUOUS
ELECTROCARDIOGRAPHS, AMBULATORY, EVENT
ELECTROCARDIOGRAPHS, AMBULATORY, EVENT, TAPE
ELECTROCARDIOGRAPHS, AMBULATORY, TAPE
ELECTROCARDIOGRAPHS, MULTICHANNEL
ELECTROENCEPHALOGRAPHS
ELECTROENCEPHALOGRAPHS, AMBULATORY
ELECTROMYOGRAPH STIMULATORS
ELECTROMYOGRAPHS
ELECTRONYSTAGMOGRAPHS
ELECTROPHORESIS SYSTEMS
ELECTRORETINOGRAPHS
ELECTROSURGICAL UNITS, HYFRECATORS
ELECTROSURGICAL UNITS, MONOPOLAR/BIPOLAR
ELECTROSURGICAL UNITS, MONOPOLAR/BIPOLAR, ARGON-ENHANCED COAGULATION
ELECTROSURGICAL UNITS, MONOPOLAR/BIPOLAR, TISSUE FUSION
ELECTROTHERMAL CAUTERY UNITS
EMBOLECTOMY/THROMBECTOMY SYSTEMS, HYDRODYNAMIC, INTRAVASCULAR
EMERGENCY DRIVE UNITS, HEART LUNG
ENCEPHALOSCOPES, FLEXIBLE
ENDOSCOPE/CAMERA ADAPTERS
ENDOSCOPES, GASTROINTESTINAL TRACT, UPPER TRACT, VIDEO/ULTRASOUND
ENDOSCOPIC TELESCOPES
ENVIRONMENTAL DISINFECTION SYSTEMS, ULTRAVIOLET LIGHT
ERGOMETERS
ERGOMETERS, BICYCLE
ESOPHAGOSCOPES
EVAPORATORS
EXAMINATION/TREATMENT STANDS, OPHTHALMIC
EXERCISERS, AEROBIC, CLIMBING
EXERCISERS, AEROBIC, CLIMBING, STAIR/STEPPER
EXERCISERS, AEROBIC, ELLIPTICAL MOTION
EXERCISERS, AEROBIC, ROWING
EXERCISERS, AEROBIC, STATIONARY BICYCLE
EXERCISERS, AEROBIC, TREADMILL
EXERCISERS, ARM
EXERCISERS, BALANCE, PARALLEL BARS
EXERCISERS, BREATHING, SPIROMETRY
EXERCISERS, CONTINUOUS PASSIVE MOTION
EXERCISERS, CONTINUOUS PASSIVE MOTION, LOWER LIMB
EXERCISERS, CONTINUOUS PASSIVE MOTION, UPPER LIMB
EXERCISERS, MUSCLE STRENGTH
EXERCISERS, MUSCLE STRENGTH, LEVER/PULLEY-CABLE, UPPER LIMB/TRUNK, CHEST PRESS
EXTRACTOR, DNA
EYEGLASSES, NYSTAGMUS TEST, VIDEO
FACILITY BOOMS, CEILING-MOUNTED
FACILITY BOOMS, CEILING-MOUNTED, OPERATING MICROSCOPE
FIBRILLATORS
FILTERS, AIR
FILTERS, AIR, PARTICULATE, HIGH-EFFICIENCY
FILTERS, LASER, OPTICAL
FILTERS, VENTILATOR
FIREWALL
FITTINGS/ADAPTERS
FLOWMETERS
FLOWMETERS, BLOOD, ULTRASONIC
FLOWMETERS, GAS
FLOWMETERS, GAS, RESPIRATORY, ANESTHETIC/MEDICAL GAS
FLUOROMETERS
FOOTSWITCHES
FREEZERS, BLOOD BANK
FREEZERS, BLOOD BANK, PLASMA
FREEZERS, LABORATORY
FREEZERS, LABORATORY, CRYOGENIC
FREEZERS, LABORATORY, ULTRALOW TEMPERATURE
FREQUENCY CONVERTER
FREQUENCY COUNTERS
GAS DELIVERY UNITS, ARGON-ENHANCED COAGULATION
GASTROSCOPES, FLEXIBLE, VIDEO
GENERATORS, GAS, MASS SPECTROMETRY
GONIOMETERS
HAND DRILLS, FOOT CARE
HAND DRILLS, SURGICAL, BONE
HAND DRILLS, SURGICAL, BONE, CANNULATED
HAND DRILLS, SURGICAL, MIDDLE EAR
HANDPIECE/POWER CONSOLE
HANDPIECES, SURGICAL
Handpieces, Surgical
HEADLIGHTS
HEART-LUNG BYPASS UNITS
HEAT EXCHANGERS, HEART-LUNG BYPASS
HEATING BLOCKS
HEIGHT MEASUREMENT INSTRUMENTS
HEMODIALYSIS UNITS
HEMODIALYSIS UNITS, RENAL, CONTINUOUS REPLACEMENT THERAPY
HOMOGENIZERS
HOSPITAL COMMUNICATION SYSTEMS
HOSPITAL COMMUNICATION SYSTEMS, PUBLIC ADDRESS
HOT/COLD PLATES
HUMIDIFIERS, ARTIFICIAL AIRWAY, HEATED
HUMIDIFIERS, LAPAROSCOPIC INSUFFLATION, HEATED
HYDROTHERMAL ABLATION SYSTEMS, ENDOMETRIAL, BALLOON
HYGROMETERS
HYSTEROSCOPES
IDENTIFICATION/TRACKING/SECURITY SYSTEMS
IMAGE DIGITIZATION SYSTEMS
IMAGE DIGITIZATION SYSTEMS, ANGIOGRAPHY/CARDIOVASCULAR
IMAGE DIGITIZATION SYSTEMS, BIOLUMINESCENCE/FLUORESCENCE
IMAGE DIGITIZATION SYSTEMS, COMPUTED RADIOGRAPHY
IMAGE DIGITIZATION SYSTEMS, OPHTHALMIC
IMAGE PROCESSORS, VIDEO
IMAGE PROCESSORS, VIDEO, ENDOSCOPY
IMAGE PROCESSORS, VIDEO, LABORATORY MICROSCOPE
IMAGE PROCESSORS, VIDEO, LARYNGOSCOPIC INTUBATION
IMAGE PROCESSORS, VIDEO, OPERATING MICROSCOPE
INCINERATORS, PATHOLOGY
INCUBATOR/RADIANT WARMING UNITS, INFANT, MOBILE
INCUBATORS, INFANT, MOBILE
INCUBATORS, INFANT, TRANSPORT
INCUBATORS, LABORATORY, AEROBIC
INCUBATORS, LABORATORY, ANAEROBIC
INCUBATORS, LABORATORY, SHAKER/ROTATOR
INCUBATORS, LABORATORY, SHAKER/ROTATOR, PLATELET
INCUBATORS, LABORATORY, TEST TUBE
INCUBATORS, LABORATORY, THERMAL CYCLE
INFORMATION STORAGE UNITS, OPTICAL DISK
INFORMATION SYSTEMS, DATA MANAGEMENT
INFORMATION SYSTEMS, DATA MANAGEMENT, ANESTHESIA
INFORMATION SYSTEMS, DATA MANAGEMENT, BEDSIDE
INFORMATION SYSTEMS, DATA MANAGEMENT, CARDIOLOGY
INFORMATION SYSTEMS, DATA MANAGEMENT, CARDIOLOGY, ELECTROCARDIOGRAPHY
INFORMATION SYSTEMS, DATA MANAGEMENT, CARDIOLOGY, HEMODYNAMIC
INFORMATION SYSTEMS, DATA MANAGEMENT, HOSPITAL, PATIENT FLOW/QUEUING
INFORMATION SYSTEMS, DATA MANAGEMENT, LABORATORY
INFORMATION SYSTEMS, DATA MANAGEMENT, NEUROLOGY
INFORMATION SYSTEMS, DATA MANAGEMENT, OBSTETRIC
INFORMATION SYSTEMS, DATA MANAGEMENT, OPHTHALMOLOGY
INFORMATION SYSTEMS, DATA MANAGEMENT, RADIOLOGY
INFORMATION SYSTEMS, PICTURE ARCHIVING AND COMMUNICATION, CARDIOLOGY
INFORMATION SYSTEMS, PICTURE ARCHIVING AND COMMUNICATION, RADIOLOGY
INFORMATION SYSTEMS, PICTURE ARCHIVING/COMMUNICATION, ENDOSCOPY
INFORMATION SYSTEMS, TELEMEDICINE, RADIOLOGY
INFUSION PUMPS, ANALGESIC, PATIENT-CONTROLLED
INFUSION PUMPS, ENTERAL FEEDING
INFUSION PUMPS, EPIDURAL
INFUSION PUMPS, MODULE, BARCODE SCANNER
INFUSION PUMPS, MODULE, LARGE VOLUME
INFUSION PUMPS, MODULE, SYRINGE
INFUSION PUMPS, MULTITHERAPY, AMBULATORY
INFUSION PUMPS, MULTITHERAPY, LARGE VOLUME, MRI SAFE/CONDITIONAL
Infusion Pumps, Multitherapy, Large Volume, Multichannel
INFUSION PUMPS, MULTITHERAPY, LARGE VOLUME, SINGLE-CHANNEL
INFUSION PUMPS, MULTITHERAPY, SYRINGE
INJECTORS, CONTRAST MEDIA
INJECTORS, CONTRAST MEDIA, MAGNETIC RESONANCE IMAGING
INJECTORS, PIGMENTATION
INSUFFLATORS, ENDOSCOPIC
INSUFFLATORS, LAPAROSCOPIC
INTRA-OPERATIVE NEUROPHYSIOLOGICAL MONITOR (IONM)
INTRAVENOUS FLUID CONTAINERS
INTRAVENOUS POLES
IONTOPHORESIS UNITS
IONTOPHORESIS UNITS, DRUG DELIVERY
IRRADIATORS, BLOOD
IRRIGATION/DISTENTION SYSTEMS
IRRIGATION/DISTENTION SYSTEMS, ARTHROSCOPIC
KERATOMES
KNIVES, PARAFFIN
LABORATORY DEGASSERS, FLOWING LIQUID
LABORATORY HOODS, CHEMICAL FUME
LABORATORY HOODS, LAMINAR FLOW
LAPAROSCOPES, SURGICAL
LARYNGOSCOPE BLADES
LARYNGOSCOPE HANDLES
LARYNGOSCOPES, FLEXIBLE
LARYNGOSCOPES, FLEXIBLE, VIDEO
LARYNGOSCOPES, RIGID
LARYNGOSCOPES, RIGID, VIDEO
LARYNXES, ARTIFICIAL
LASER FIBER ADAPTERS
LASER LEVELLER
LASERS, ALEXANDRITE
LASERS, ARGON, OPHTHALMIC
LASERS, CARBON DIOXIDE
LASERS, CARBON DIOXIDE, SURGICAL/DERMATOLOGIC
LASERS, DIODE, BIOSTIMULATION
LASERS, DIODE, DENTAL
LASERS, DIODE, OPHTHALMIC
LASERS, DIODE, PHOTODYNAMIC THERAPY
LASERS, DIODE, SURGICAL
LASERS, DYE
LASERS, ER:YAG, OPHTHALMIC
LASERS, EXCIMER
LASERS, FLASHSCANNER HEAD
LASERS, FOCUSED HANDPIECE
LASERS, HO:YAG
LASERS, HO:YAG, SURGICAL
LASERS, ND:YAG, DERMATOLOGIC
LASERS, Nd:YAG, FREQUENCY-DOUBLED, OPHTHALMIC
LASERS, ND:YAG, FREQUENCY-DOUBLED, SURGICAL
LASERS, ND:YAG, OPHTHALMIC
LASERS, RUBY
LENSOMETERS
LIFTS, PATIENT TRANSFER
LIFTS, PATIENT TRANSFER, OVERHEAD TRACK
LIGHT SOURCES, ENDOSCOPE
LIGHT SOURCES, ENDOSCOPE, LED
LIGHT SOURCES, MICROSCOPE
LIGHTS, DENTAL RESIN POLYMERIZATION
LIGHTS, EXAMINATION
LIGHTS, EXAMINATION, DENTAL/INTRAORAL
LIGHTS, EXAMINATION, ULTRAVIOLET
LIGHTS, INFRARED
LIGHTS, SURGICAL
LIQUID-DISPENSING SYSTEMS, PHARMACEUTICAL
LITHOTRIPTERS, EXTRACORPOREAL, ELECTROMAGNETIC
LITHOTRIPTERS, INTRACORPOREAL, ELECTROHYDRAULIC
LITHOTRIPTERS, INTRACORPOREAL, IMPACT, PNEUMATIC
LITHOTRIPTERS, INTRACORPOREAL, IMPACT, ULTRASONIC
LOUPES
MAGNETIC RESONANCE IMAGING COILS, SURFACE
MAGNETOMETERS
MAGNETS, EYE
MANOMETERS, CALIBRATION/INSPECTION
MANOMETERS, MAXIMUM INSPIRATORY/EXPIRATORY PRESSURE
MANOMETERS, MUSCLE COMPARTMENT
MASSAGE MACHINES, PHYSICAL THERAPY
MATTRESS SYSTEMS, ALTERNATING-PRESSURE
MATTRESS SYSTEMS, LOW-AIR-LOSS
MATTRESSES, PATIENT TRANSFER
MEDIASTINOSCOPES
MICROELECTRODE AMPLIFIERS
MICROMANIPULATORS
MICROSCOPES, LIGHT, LABORATORY
MICROSCOPES, LIGHT, OPERATING
MICROSCOPES, LIGHT, OPERATING, GYNECOLOGY
MICROSCOPES, LIGHT, OPERATING, NEUROSURGERY
MICROSCOPES, LIGHT, OPERATING, OPHTHALMOLOGY
MICROSCOPES, LIGHT, OPERATING, OTORHINOLARYNGOLOGY
MICROTOMES, CRYOSTAT
MICROTOMES, ROTARY
MICROWAVE THERAPY SYSTEMS, DIATHERMY
MILLS, BONE
MIXERS, BLOOD BANK, DONOR BLOOD
MIXERS, CLINICAL LABORATORY
MODULES, CARDIOPLEGIA SENSOR
MODULES, CONTROL/DISPLAY, HEART LUNG
MODULES, LEVEL SENSOR
MODULES, PRESSURE, HEART LUNG
MODULES, TEMPERATURE, HEART LUNG
MOIST HEAT THERAPY PACK CONDITIONERS
MOLECULAR MICROARRAYS, COMPARATIVE GENOMIC
MONITOR/CONTROLLERS, OXYGEN
MONITORING SYSTEMS, PHYSIOLOGIC, CARDIAC CATHETERIZATION
MONITORING SYSTEMS, PHYSIOLOGIC, CARDIAC ELECTROPHYSIOLOGY
MONITORING SYSTEMS, PHYSIOLOGIC, FRACTIONAL FLOW RESERVE
MONITORING SYSTEMS, PHYSIOLOGIC, HEMODYNAMIC, NON/MINIMALLY INVASIVE
MONITORING SYSTEMS, PHYSIOLOGIC, STRESS EXERCISE, CARDIAC
MONITORS, BEDSIDE, FETAL
MONITORS, CATHETER CONTACT FORCE, MAPPING/ABLATION
MONITORS, COMPRESSED AIR/GAS, MULTIGAS
MONITORS, ENVIRONMENTAL
MONITORS, ENVIRONMENTAL, IONIZING RADIATION
MONITORS, ENVIRONMENTAL, MULTIGAS
MONITORS, ENVIRONMENTAL, NITROGEN OXIDE/DIOXIDE
MONITORS, HEMODIALYSIS, BLOOD VOLUME
MONITORS, PHYSIOLOGIC, BLOOD GAS, BEDSIDE, TRANSCUTANEOUS
MONITORS, PHYSIOLOGIC, BLOOD GAS/PH, BEDSIDE, EXTRACORPOREAL
MONITORS, PHYSIOLOGIC, BLOOD PRESSURE, BEDSIDE
MONITORS, PHYSIOLOGIC, CARDIAC OUTPUT, BEDSIDE
MONITORS, PHYSIOLOGIC, CENTRAL STATION
MONITORS, PHYSIOLOGIC, ELECTROCARDIOGRAPHY, BEDSIDE
MONITORS, PHYSIOLOGIC, ELECTROENCEPHALOGRAPHY, BEDSIDE
MONITORS, PHYSIOLOGIC, ELECTROENCEPHALOGRAPHY, BEDSIDE, SPECTRAL
MONITORS, PHYSIOLOGIC, GLUCOSE, PERSONAL, IMPLANTABLE SENSOR
MONITORS, PHYSIOLOGIC, INTRACRANIAL PRESSURE, BEDSIDE
MONITORS, PHYSIOLOGIC, MULTIPURPOSE, BEDSIDE
MONITORS, PHYSIOLOGIC, MULTIPURPOSE, TELEMETRIC
MONITORS, PHYSIOLOGIC, RESPIRATION, ARTIFICIAL AIRWAY PRESSURE, BEDSIDE
MONITORS, PHYSIOLOGIC, RESPIRATION, RESPIRATORY GAS, EXHALED CARBON DIOXIDE, BEDSIDE/INTRAOPERATIVE
MONITORS, PHYSIOLOGIC, RESPIRATION, RESPIRATORY GAS, INSPIRED OXYGEN, BEDSIDE/INTRAOPERATIVE
MONITORS, PHYSIOLOGIC, RESPIRATION, RESPIRATORY/ANESTHETIC GAS, INTRAOPERATIVE
MONITORS, PHYSIOLOGIC, RESPIRATION, VENTILATION/APNEA, BEDSIDE
MONITORS, PHYSIOLOGIC, TEMPERATURE, BEDSIDE
MONITORS, PHYSIOLOGIC, UTERINE ACTIVITY, TELEMETRIC
MONITORS, PHYSIOLOGIC, VITAL SIGNS
MONITORS, VIDEO
MORCELLATORS
MORCELLATORS, ENDOSCOPIC
NASOPHARYNGOSCOPES
NASOPHARYNGOSCOPES, FLEXIBLE, VIDEO
NASOSCOPES
NEBULIZERS, HEATED
NEBULIZERS, NONHEATED
NEBULIZERS, ULTRASONIC
NEEDLES, LESION LOCALIZATION, BREAST
NEGATIVE-PRESSURE WOUND THERAPY SYSTEMS
NEPHROSCOPES, RIGID
NERVE LOCATORS
NETWORK HUBS
NETWORK ROUTERS
NETWORK SERVERS
NETWORK SERVERS, TELEMETRY
NETWORK SWITCHES
NETWORK, ACCESS POINT
NETWORK, ACCESS POINT CONTROLLER
NITRIC OXIDE DELIVERY UNITS
NUCLEIC ACID PROCESSORS, PURIFICATION
NUCLEIC ACID PROCESSORS, REPLICATION, THERMAL CYCLE
NUCLEIC ACID PROCESSORS, SEQUENCING
OPERATING TABLE PEDESTALS
OPERATING TABLETOPS, MULTI-SPECIALTY
OPHTHALMIC FIXATION UNITS
OPHTHALMIC PERIMETERS
OPHTHALMIC TONOMETERS
OPHTHALMOMETERS
OPHTHALMOSCOPE/OTOSCOPES
OPHTHALMOSCOPES
OPHTHALMOSCOPES, INDIRECT
OPHTHALMOSCOPES, SCANNING LASER
ORTHOPEDIC CEMENT EXTRACTION SYSTEMS, ULTRASONIC
ORTHOSES, LOWER LIMB, ANKLE-FOOT, THERAPEUTIC, ANTI FOOT-DROP
OSCILLOSCOPES
OSMOMETERS, FREEZING POINT
OTOSCOPES
OVENS, LABORATORY
OXIMETERS, CEREBRAL
OXIMETERS, IN VITRO, POINT-OF-CARE
OXIMETERS, INTRAVASCULAR
OXIMETERS, PULSE
OXYGEN CONCENTRATORS
PACEMAKERS, CARDIAC, EXTERNAL, INVASIVE ELECTRODE, TRANSVENOUS
PACHYMETERS
PACKAGE SEALERS
PASTEURIZER, FOOD, HUMAN MILK
PATIENT SERVICE CONSOLES
PELLET PRESS
PERCUSSORS, MANUAL, AIRWAY CLEARANCE
PH METERS
PHACOEMULSIFICATION UNITS, CATARACT EXTRACTION
PHACOEMULSIFICATION UNITS, MODULES
PHACOEMULSIFICATION UNITS, MODULES, LASER
PHANTOMS, RADIOGRAPHIC
PHANTOMS, ULTRASOUND
PHOTOMETERS
PHOTOTACHOMETERS
PHOTOTHERAPY UNITS, ULTRAVIOLET
PHOTOTHERAPY UNITS, ULTRAVIOLET, OPHTHALMIC, COLLAGEN CROSS-LINKING
PHOTOTHERAPY UNITS, VISIBLE LIGHT, HYPERBILIRUBINEMIA
PHYSIOLOGIC MONITOR MODULE HOUSINGS
PHYSIOLOGIC MONITOR MODULES, ANESTHETIC GAS
PHYSIOLOGIC MONITOR MODULES, CARDIAC OUTPUT
PHYSIOLOGIC MONITOR MODULES, ELECTROCARDIOGRAPHY
PHYSIOLOGIC MONITOR MODULES, ELECTROENCEPHALOGRAPHY
PHYSIOLOGIC MONITOR MODULES, EXHALED CARBON DIOXIDE
PHYSIOLOGIC MONITOR MODULES, INTRAVASCULAR OXIMETRY
PHYSIOLOGIC MONITOR MODULES, INVASIVE BLOOD PRESSURE
PHYSIOLOGIC MONITOR MODULES, MULTIPARAMETER
PHYSIOLOGIC MONITOR MODULES, NEUROMUSCULAR BLOCK
PHYSIOLOGIC MONITOR MODULES, NONINVASIVE BLOOD PRESSURE
PHYSIOLOGIC MONITOR MODULES, OPTICAL, CARDIAC OUTPUT
PHYSIOLOGIC MONITOR MODULES, PULSE OXIMETRY
PHYSIOLOGIC MONITOR MODULES, TEMPERATURE
PHYSIOLOGIC MONITOR MODULES, TRANSCUTANEOUS BLOOD GAS
PIPETTORS
PLETHYSMOGRAPHS, WHOLE BODY
POSITIONING AIDS
POSITIONING AIDS, ENDOSCOPIC
POSITIVE AIRWAY PRESSURE UNITS, BI-LEVEL
POSITIVE AIRWAY PRESSURE UNITS, CONTINUOUS
POSITIVE AIRWAY PRESSURE UNITS, CONTINUOUS, INFANT/NEONATE
POWER METERS
POWER METERS, ULTRASOUND
POWER SUPPLIES
POWER SUPPLIES, LINE-VOLTAGE STABILIZATION
POWER SUPPLIES, REGULATED
POWER SYSTEMS, ELECTRICAL, ISOLATED
POWER SYSTEMS, ELECTRICAL, UNINTERRUPTIBLE
PRESSURE INFUSORS
PRESSURE METERS, DIGITAL
PRINTERS, COMPUTER/NETWORK
PRINTERS, LABEL
PRINTERS, VIDEO
PROBES, CRYOSURGICAL UNITS
PROBES, GAMMA RADIATION DETECTION
PROBES, ULTRASONIC, ENDOCAVITY
PROBES, ULTRASONIC, GENERAL
PROBES, ULTRASONIC, POINT OF CARE
PROGRAMMER/TESTERS
PROGRAMMER/TESTERS, IMPLANTABLE CARDIAC PACEMAKER
PROJECTORS, CINE, FILM
PROJECTORS, PHOTOGRAPHIC SLIDE, EYE CHART
PUMPS, ALTERNATING-PRESSURE PAD
PUMPS, CIRCULATING-LIQUID, LOCALIZED COOLING
PUMPS, EXTRACORPOREAL PERFUSION
PUMPS, LABORATORY
PUMPS, LABORATORY, VACUUM
PUMPS, OTHERS (Not Clinical/Laboratory)
PUPILLOMETERS
RADIATION COUNTERS, MULTICHANNEL
RADIATION SURVEY METERS, GEIGER-MULLER
RADIOACTIVE TECHNETIUM/CARBON PARTICLE ENCAPSULATED GAS GENERATORS
RADIOFREQUENCY THERAPY SYSTEMS, TISSUE ABLATION
RADIOFREQUENCY THERAPY SYSTEMS, TISSUE ABLATION, CARDIAC
RADIOFREQUENCY THERAPY SYSTEMS, TISSUE ABLATION, ENDOMETRIAL
RADIOFREQUENCY THERAPY SYSTEMS, TISSUE ABLATION, OPHTHALMIC
RADIOFREQUENCY THERAPY SYSTEMS, VEIN OCCLUSION
RADIOGRAPHIC SYSTEMS
RADIOGRAPHIC SYSTEMS, DIGITAL
RADIOGRAPHIC SYSTEMS, DIGITAL, MAMMOGRAPHIC
RADIOGRAPHIC UNITS
RADIOGRAPHIC UNITS, DENTAL
RADIOGRAPHIC UNITS, MOBILE
RADIOGRAPHIC UNITS, SPECIMEN
RADIOGRAPHIC/FLUOROSCOPIC SYSTEMS, ANGIOGRAPHY/INTERVENTIONAL
RADIOGRAPHIC/FLUOROSCOPIC SYSTEMS, GENERAL-PURPOSE
RADIOGRAPHIC/FLUOROSCOPIC SYSTEMS, UROLOGIC
RADIOGRAPHIC/FLUOROSCOPIC UNITS, MOBILE
RADIOMETERS, LASER
RADIOMETERS, PHOTOTHERAPY
RADIOMETERS, ULTRAVIOLET
RECEIVERS, TELEMETRY
RECORDERS, AUDIO, TAPE
RECORDERS, BAR-CODE DATA
RECORDERS, DIGITAL VERSATILE DISK
RECORDERS, ELECTRONIC STORAGE, DATA
RECORDERS, GRAPHIC
RECORDERS, MAGNETIC/OPTICAL DISK, DATA
RECORDERS, PHYSIOLOGIC, BLOOD PRESSURE
RECORDERS, PHYSIOLOGIC, BLOOD PRESSURE, TAPE
RECORDERS, PHYSIOLOGIC, EVOKED POTENTIAL, AUDITORY
RECORDERS, PHYSIOLOGIC, PEROMETRY
RECORDERS, PHYSIOLOGIC, SLEEP/AWAKE
RECORDERS, PHYSIOLOGIC, TREND, BLOOD PRESSURE
RECORDERS, PHYSIOLOGIC, TREND, TEMPERATURE
RECORDERS, VIDEO, HARD DISK
RECORDERS, VIDEO, MAGNETO-OPTICAL DISK
RECORDERS, VIDEO, TAPE
REFRACTOMETERS, LABORATORY
REFRACTORS, OPHTHALMIC, AUTOMATED
REFRACTORS, OPHTHALMIC, MANUAL
REFRIGERATORS, BLOOD BANK
REFRIGERATORS, LABORATORY
REGULATORS, HIGH-PRESSURE GAS
REGULATORS, SUCTION
REGULATORS, SUCTION, TRACHEAL
RESECTOSCOPES, UROLOGICAL
RESPIRATORS
RESUSCITATORS
RESUSCITATORS, CARDIAC
RETRACTORS, SURGICAL, MULTIPURPOSE, SELF-RETAINED
REVIEW STATIONS, CARDIOLOGY, ELECTROCARDIOGRAPHY
REVIEW STATIONS, CARDIOLOGY, HEMODYNAMIC
REVIEW STATIONS, PULSE OXIMETRY
SAMPLERS, LABORATORY, AUTOMATED
SAWS, CAST, ELECTRIC
SAWS, POSTMORTEM
SAWS, SURGICAL, BONE, ELECTRIC
SAWS, SURGICAL, BONE, PNEUMATIC
SCALERS, DENTAL, ULTRASONIC
SCALES, CLINICAL, LABORATORY
SCALES, CLINICAL, PRECISION
SCALES, INFANT
SCALES, PATIENT, BEDSIDE
SCALES, PATIENT, BEDSIDE, SLING
SCALES, PATIENT, CHAIR
SCALES, PATIENT, FLOOR
SCALES, PATIENT, WHEELCHAIR
SCANNING SYSTEMS, COMPUTED TOMOGRAPHY
SCANNING SYSTEMS, COMPUTED TOMOGRAPHY/POSITRON EMISSION TOMOGRAPHY
SCANNING SYSTEMS, COMPUTED TOMOGRAPHY/SINGLE PHOTON EMISSION COMPUTED TOMOGRAPHY
SCANNING SYSTEMS, GAMMA CAMERA
SCANNING SYSTEMS, LASER
SCANNING SYSTEMS, LASER, OPTICAL COHERENCE TOMOGRAPHY, OPHTHALMIC
SCANNING SYSTEMS, LASER, OPTICAL, COHERENCE, TOMOGRAPHY
SCANNING SYSTEMS, LASER/LIGHT, ORTHOPEDIC IMPRESSION
SCANNING SYSTEMS, MAGNETIC RESONANCE IMAGING, FULL-BODY
SCANNING SYSTEMS, ULTRASONIC, ABDOMINAL, LIVER STIFFNESS
SCANNING SYSTEMS, ULTRASONIC, BLADDER SCANNER
SCANNING SYSTEMS, ULTRASONIC, CARDIAC
SCANNING SYSTEMS, ULTRASONIC, ENDOSCOPIC
SCANNING SYSTEMS, ULTRASONIC, GENERAL-PURPOSE
SCANNING SYSTEMS, ULTRASONIC, INTRAVASCULAR
SCANNING SYSTEMS, ULTRASONIC, OPHTHALMIC
SCANNING SYSTEMS, ULTRASONIC, POINT OF CARE
SCANNING SYSTEMS, ULTRASONIC, VASCULAR
SCANNING SYSTEMS, ULTRASONIC, VASCULAR ACCESS
SEAL CRIMPERS, BOTTLE/VIAL/TUBE
SHARPENERS, MICROTOME KNIFE
SIGMOIDOSCOPES, FLEXIBLE, VIDEO
SIMULATORS
SIMULATORS, CARDIAC
SIMULATORS, ELECTROENCEPHALOGRAPHIC
SIMULATORS, ENVIRONMENTAL DETECTOR/MONITOR, CHEMICAL AGENT, CHEMICAL SIMULANT
SIMULATORS, MULTIPARAMETER
SIMULATORS, NONINVASIVE BLOOD PRESSURE
SIMULATORS, RESPIRATION, LUNG
SIMULATORS, TEMPERATURE
SIMULATORS, TRAINING
SIMULATORS, TRAINING, AUTOMATED EXTERNAL DEFIBRILLATOR
SIMULATORS, TRAINING, ORTHOPEDIC DIAGNOSIS/THERAPY
SIMULATORS, TRANSDUCER OUTPUT, CARDIAC OUTPUT
SIMULATORS, TRANSDUCER OUTPUT, PRESSURE
SIMULATORS, TRANSDUCER OUTPUT, PULSE OXIMETRY
SLIDE STAINERS
SLIDE STAINERS, HEMATOLOGY
SLIDE STAINERS, IMMUNOHISTOCHEMISTRY
SLIT LAMPS
SMOKE EVACUATION SYSTEMS, SURGICAL
SOFTWARE
SOFTWARE, ENVIROMENTAL
SOFTWARE, PHYSIOLOGIC RECORDING, ELECTROENCEPHALOGRAPHY
SOFTWARE, WORKSTATION MANAGEMENT, MAMMOGRAPHIC DIGITAL RADIOGRAPHY
SOLVENT RECYCLING UNITS
SPECTROMETERS
SPECTROMETERS, MASS, LABORATORY
SPEECH DIAGNOSIS UNITS
SPHYGMOMANOMETERS, ANEROID
SPHYGMOMANOMETERS, ELECTRONIC, AUTOMATIC
SPHYGMOMANOMETERS, ELECTRONIC, AUTOMATIC, AUSCULTATORY
SPIROMETERS, DIAGNOSTIC
STEREOTACTIC HEADFRAMES
STEREOTACTIC SYSTEMS, IMAGE-GUIDED
STEREOTACTIC SYSTEMS, IMAGE-GUIDED, BIOPSY, MAMMOGRAPHIC
STEREOTACTIC SYSTEMS, IMAGE-GUIDED, CARDIAC MAPPING/ABLATION
STEREOTACTIC SYSTEMS, IMAGE-GUIDED, SURGICAL, INTRACRANIAL
STEREOTACTIC SYSTEMS, IMAGE-GUIDED, SURGICAL, OTORHINOLARYNGOLOGY
STERILIZING UNITS, DRY HEAT
STERILIZING UNITS, STEAM
STERILIZING UNITS, STEAM, TABLETOP
STIMULATORS, ACOUSTIC, AUDITORY
STIMULATORS, CALORIC, VESTIBULAR FUNCTION
STIMULATORS, ELECTRICAL, AUDITORY
STIMULATORS, ELECTRICAL, BRAIN
STIMULATORS, ELECTRICAL, BRAIN, CONVULSIVE THERAPY
STIMULATORS, ELECTRICAL, CARDIAC, DIAGNOSTIC
STIMULATORS, ELECTRICAL, NEUROMUSCULAR
STIMULATORS, ELECTRICAL, NEUROMUSCULAR, DYSPHAGIA
STIMULATORS, ELECTRICAL, NEUROMUSCULAR, EJACULATION
STIMULATORS, ELECTRICAL, NEUROMUSCULAR, GAIT, EXTERNAL
STIMULATORS, ELECTRICAL, NEUROMUSCULAR, INCONTINENCE
STIMULATORS, ELECTRICAL, PERIPHERAL NERVE
STIMULATORS, ELECTRICAL, PERIPHERAL NERVE, ANALGESIC, TRANSCUTANEOUS
STIMULATORS, ELECTRICAL, PERIPHERAL NERVE, BLOCK MONITORING
STIMULATORS, ELECTROMAGNETIC
STIMULATORS, PHOTIC, VISUAL
STRETCHERS
SUPPORTS
SURGICAL SLUSH UNITS
SYNOPTOPHORES
SYRINGES, PLUNGER, CALIBRATION, SPIROMETER/PULMONARY FUNCTION ANALYZER
TABLES, EXAMINATION/TREATMENT
TABLES, EXAMINATION/TREATMENT, ADJUSTABLE, PHYSICAL THERAPY
TABLES, EXAMINATION/TREATMENT, ADJUSTABLE, UROLOGICAL
TABLES, IMAGING, MAGNETIC RESONANCE
TABLES, OPERATING
TELEMANIPULATION SYSTEMS
TEST PATTERN GENERATORS, VIDEO
TEST PATTERNS, RADIOGRAPHIC
TESTER/CHARGERS, BATTERY
TESTER/RECONDITIONERS, BATTERY
TESTERS
TESTERS, DEFIBRILLATOR
TESTERS, ELECTRICAL SAFETY
TESTERS, ELECTROSURGICAL UNIT
TESTERS, ENDOSCOPE, LEAK/FLUID DETECTION
TESTERS, EXTERNAL CARDIAC PACEMAKER
TESTERS, HEARING AID
TESTERS, HEMODIALYSIS DIALYSATE
TESTERS, IMPEDANCE
TESTERS, INFUSION PUMP
TESTERS, LEAK DETECTION
TESTERS, NETWORK
TESTERS, PNEUMATIC
TESTERS, PROBE, ULTRASONIC
TESTERS, PULSE OXIMETRY MONITOR
TESTERS, RADIOGRAPHIC SYSTEM, QUALITY ASSURANCE
TESTERS, THERMOMETRY
TESTERS, VENTILATOR
THERMOMETERS, ELECTRONIC, INFRARED, EAR
THERMOMETERS, ELECTRONIC, INFRARED, SKIN
THERMOMETERS, ELECTRONIC, THERMISTOR/THERMOCOUPLE, LABORATORY
THERMOMETERS, ELECTRONIC, THERMISTOR/THERMOCOUPLE, PATIENT
THERMOPLASTIC TUBING STERILE SEALERS
THYROID UPTAKE SYSTEMS
TIMERS, APGAR SCORING
TIMERS, LABORATORY
TISSUE CASSETTE PARAFFIN TRIMMERS
TISSUE EMBEDDING EQUIPMENT
TISSUE PROCESSORS
TOPOGRAPHIC DISPLAY UNITS, ELECTROENCEPHALOGRAPHY/EVOKED-POTENTIAL
TOURNIQUETS, PNEUMATIC, AUTOMATED
TRACTION UNITS
TRAINING MANIKINS, CARDIOPULMONARY RESUSCITATION
TRANSDUCERS, FETAL MONITORING
TRANSDUCERS, LITHOTRIPTER
TRANSDUCERS, PRESSURE
TRANSFORMERS, ISOLATION
TRANSILLUMINATORS
TRANSMITTER/RECEIVER SYSTEMS, TELEPHONE, ELECTROCARDIOGRAPHY
TRANSMITTER/RECEIVER SYSTEMS, TELEPHONE, FETAL MONITOR
TRANSMITTER/RECEIVER, MULTI-MEDIA
TUBING WELDER STERILE
TURBIDIMETERS
ULTRASOUND SURGICAL UNITS
ULTRASOUND THERAPY SYSTEMS, PHYSICAL THERAPY
URETEROSCOPES, FLEXIBLE
URETEROSCOPES, RIGID
URODYNAMIC MEASUREMENT SYSTEMS
VACUUM THERAPY SYSTEM
VACUUM-MIXING DEVICES, ORTHOPEDIC CEMENT
VEIN FINDERS
VENTILATORS, INTENSIVE CARE
VENTILATORS, INTENSIVE CARE, ADULT, HIGH-FREQUENCY
VENTILATORS, INTENSIVE CARE, NEONATAL/PEDIATRIC
VENTILATORS, INTENSIVE CARE, NEONATAL/PEDIATRIC, HIGH-FREQUENCY
VENTILATORS, NONINVASIVE POSITIVE PRESSURE
VENTILATORS, PORTABLE/HOME CARE
VENTRICULOSCOPES
VIBRATORS
VIDEO IMAGE PROCESSORS, FORMAT CONVERSION
VIDEO SYSTEMS, MICROSCOPE
VIEW BOXES
VIEW BOXES, X-RAY
VITRECTOMY UNITS
WALKERS, STANDARD, ADJUSTABLE WIDTH
WARMING UNITS, BLANKET
WARMING UNITS, BLOOD/INTRAVENOUS SOLUTION
WARMING UNITS, CONTRAST MEDIA
WARMING UNITS, GEL
WARMING UNITS, INFANT NUTRITIONALS
WARMING UNITS, MICROSCOPE SLIDE
WARMING UNITS, MULTIPURPOSE
WARMING UNITS, PATIENT, CIRCULATING-LIQUID
WARMING UNITS, PATIENT, FORCED-AIR
WARMING UNITS, PATIENT, RADIANT
WARMING UNITS, PATIENT, RADIANT, INFANT
WARMING UNITS, PATIENT, RADIANT, INFANT, MOBILE
WARMING/COOLING UNITS, HYPERBARIC
WARMING/COOLING UNITS, PATIENT, CIRCULATING-LIQUID
WARMING/COOLING UNITS, PATIENT, CIRCULATING-LIQUID, INTRAVASCULAR
WARMING/COOLING UNITS, PATIENT, HEART-LUNG BYPASS
WASHER/DECONTAMINATION UNITS, ENDOSCOPIC CHANNEL FLUSHING
WASHER/DECONTAMINATION UNITS, SURGICAL INSTRUMENT
WASHERS, LABWARE/SURGICAL INSTRUMENT, ULTRASONIC
WASHERS, MICROPLATE
WASTE-DISPOSAL UNITS, LIQUID
WATER PURIFICATION SYSTEMS, DEIONIZATION
WATER PURIFICATION SYSTEMS, REVERSE OSMOSIS
WATER PURIFICATION SYSTEMS, REVERSE OSMOSIS, HEMODIALYSIS
WATER PURIFICATION SYSTEMS, REVERSE OSMOSIS, HEMODIALYSIS, HEAT SANITIZER
WATER PURIFICATION SYSTEMS, REVERSE OSMOSIS, HEMODIALYSIS, MOBILE/PORTABLE
WATER PURIFICATION SYSTEMS, ULTRAVIOLET
WATER-JET SURGICAL UNITS
WEIGHTS, BALANCE, PRECISION
WORKSTATIONS
WORKSTATIONS, CARDIAC CATHETERIZATION LABORATORY
WORKSTATIONS, COMPUTED RADIOGRAPHY
WORKSTATIONS, COMPUTED TOMOGRAPHY
WORKSTATIONS, DIGITAL RADIOGRAPHY
WORKSTATIONS, DIGITAL RADIOGRAPHY, MAMMOGRAPHIC
WORKSTATIONS, ELECTROENCEPHALOGRAPHY
WORKSTATIONS, ELECTROMYOGRAPH
WORKSTATIONS, GAMMA CAMERA/SINGLE PHOTON EMISSION TOMOGRAPHY
WORKSTATIONS, INTRA-OPERATIVE NEUROPHYSIOLOGICAL
WORKSTATIONS, MULTIPLE MODALITY, THREE-DIMENSIONAL IMAGE
WORKSTATIONS, OPHTHALMOLOGY
WORKSTATIONS, PICTURE ARCHIVING AND COMMUNICATION SYSTEM
WORKSTATIONS, POLYSOMNOGRAPHY
WORKSTATIONS, STEREOTACTIC SURGERY
XENON SYSTEMS
X-RAY FILM CASSETTE HOLDERS
X-RAY FILM PROCESSORS, AUTOMATIC, SHEET-FILM
X-RAY FILM PROCESSORS, AUTOMATIC, TABLETOP

## HA List
Health Authorities
FHA
VCH
PHC
PHSA

## Site Code List
FHA Sites | VCH Sites | PHC Sites | PHSA Sites
MAR | BCC | BFP | ACCW
ADU | BCGH | EVDU | BCCH
AHHO | BSCC | FVG | BCMH
AHPH | CCHC | HCAL | BCWH
AMRIC | CHAC | HCC | CAVC
ARH | CL | HFH | CPCH
BCA | DHCC | LAN | FMCC
BH | DHCC ECHO | MSJH | FRCC
BHHO | GFSRC | NSCDU | LGR
BP | GPC | PRCDU | NFPC
CAAC | LGH | RCDU | SHHCC
CAC | MAG | SCDU | SPSC
CAFVC | MR | SJH
CCO | NSH | SPH
CF | PCHC | SQCDU
CGH | PHC | VCDU
CHC | PRGH | YR
CHHO | RCHS
CIH | RH
CWM | RLM
CWP | RWLM
DH | SGH
DLH | SH
DSHHO | UBC
ERH | VCHC
FCC | VGH
FCH | WHCC
FPH | WVC
GHHO
HCSNW
HHH
HHHO
HV
ICM
IPHWH
JPOCSC
KHE
LHHO
LMH
LP
MH
MMH
MMU
MRHHO
MRUPCC
MWCHC
NCDU
NHHO
NSPHU
NUPCC
NWHHO
PAH
PCDU
PP
QCHPT
QPCC
RCCKCC
RCH
RMH
ROS
SCS
SCT
SMH
SMHO
SMRIC
SUPCC
TCTCF
TDU
THHO
TMHS
TP
UPCC
WRHHO
YRCR

## Shop Code List
Shop Code List
ARHCC
BH
ERH_R
JPO
LMH_P
RCH_C
SMH
PHC
BCCW
BLUE
RED
GREEN
LGH
RH
TMSSH
UBC
WHITE
FHA_R
REN
IMAG
IMAG0
IMAG1